## projects
project_id | utility | state | project_name | name_a | lat_a | lon_a | name_b | lat_b | lon_b | lat_center | lon_center | in_service_date | overlap_count | overlap_1 | overlap_2 | overlap_3 | build_start | kv | work_type | location_confidence | source_page
DESC-6807B | Dominion Energy South Carolina | SC | Queensboro - Ft Johnson 115 kV & Queensboro-Bayfront 115kV (Queensboro-James Island Sect) | Queensboro | 34.1468 | -84.0127 | Fort Johnson |  |  | 34.1468 | -84.0127 | 2023-12-31 | 22 | GPC-19621 | GPC-21053 | GPC-10481 | 2023-01-01 | 115 | rebuild | town | 1
DESC-0167C-D | Dominion Energy South Carolina | SC | Union Pier 115-13.8 kV Sub: Tap | Union Pier | 32.7843 | -79.9256 |  |  |  | 32.7843 | -79.9256 | 2027-12-31 | 0 |  |  |  | 2025-01-01 | 115 | new_line | town | 2
DESC-0139M,N | Dominion Energy South Carolina | SC | Okatie 230-115kV Substation, Jasper – Yemassee 230kV #1 Fold-in | Okatie | 32.3338 | -81.0325 |  |  |  | 32.3338 | -81.0325 | 2024-12-31 | 13 | GPC-20277 | GPC-20065 | GPC-20785 | 2023-01-01 | 230/115 | substation | osm | 3
DESC-6341A-F | Dominion Energy South Carolina | SC | Cainhoy - Hamlin 115kV: Rebuild Line and Cainhoy – Hamlin 115 kV #2: Construct New 115 kV Line | Cainhoy | 32.9414 | -79.8423 | Hamlin | 32.8599 | -79.7884 | 32.9007 | -79.8154 | 2025-12-01 | 0 |  |  |  | 2023-01-01 | 115 | rebuild | osm | 4
DESC-6808J | Dominion Energy South Carolina | SC | Eastover - Square D 115kV: Rebuild | Eastover | 33.8865 | -80.6404 | Square D |  |  | 33.8865 | -80.6404 | 2024-06-01 | 0 |  |  |  | 2023-01-01 | 115 | rebuild | unlocated | 5
DESC-6808K | Dominion Energy South Carolina | SC | Burton-St Helena 115kV: Rebuild Burton-Frogmore Transmission Section | Burton | 32.4365 | -80.721 | Frogmore | 32.3991 | -80.5711 | 32.4178 | -80.6461 | 2024-12-31 | 0 |  |  |  | 2023-01-01 | 115 | rebuild | osm | 6
DESC-6808L | Dominion Energy South Carolina | SC | Burton-St Helena 115kV: Frogmore Distribution - St Helena | Frogmore | 32.3991 | -80.5711 | St Helena | 32.3869 | -80.5607 | 32.393 | -80.5659 | 2025-12-31 | 0 |  |  |  | 2023-01-01 | 115 | rebuild | town | 7
DESC-6808N,O | Dominion Energy South Carolina | SC | VCS1-Denny Terrace 230kV & VCS1-Pineland 230kV: Rebuild Single Circuit Sections | V C Summer | 34.2956 | -81.315 | Denny Terrace | 34.0576 | -81.0616 | 34.1766 | -81.1883 | 2026-12-31 | 0 |  |  |  | 2023-01-01 | 230 | rebuild | town | 8
DESC-6808R | Dominion Energy South Carolina | SC | Wateree-Killian 230kV: Rebuild | Wateree | 33.8213 | -80.6284 | Killian |  |  | 33.8213 | -80.6284 | 2028-12-31 | 0 |  |  |  | 2023-01-01 | 230 | rebuild | unlocated | 9
DESC-6808S | Dominion Energy South Carolina | SC | Okatie-Bluffton 115kV: Rebuild | Okatie | 32.3338 | -81.0325 | Bluffton | 32.235 | -80.8534 | 32.2844 | -80.9429 | 2025-06-01 | 13 | GPC-20277 | GPC-20065 | GPC-20785 | 2023-01-01 | 115 | rebuild | osm | 10
DESC-6808U | Dominion Energy South Carolina | SC | Hopkins-CIP 230kV: Rebuild | Hopkins | 33.9043 | -80.877 | CIP |  |  | 33.9043 | -80.877 | 2025-12-31 | 0 |  |  |  | 2024-01-01 | 230 | rebuild | unlocated | 11
DESC-6808V | Dominion Energy South Carolina | SC | Faber Place-Bayfront 115kV: Rebuild North Bridge Terrace to Bayfront Section | Faber Place | 32.8501 | -80.0146 | Bayfront | 32.7421 | -79.9634 | 32.7961 | -79.989 | 2028-12-31 | 0 |  |  |  | 2026-01-01 | 115 | rebuild | town | 12
DESC-6808W | Dominion Energy South Carolina | SC | Square D - Hopkins 115kV: Rebuild | Square D | 32.7902 | -79.9576 | Hopkins |  |  | 32.7902 | -79.9576 | 2024-09-30 | 0 |  |  |  | 2023-01-01 | 115 | rebuild | town | 13
DESC-6809E | Dominion Energy South Carolina | SC | Stevens Creek - Hooks 115kV/LR Plumb Branch 46kV Rebuilds | Stevens Creek | 33.5626 | -82.0514 | Hooks | 33.6268 | -82.1972 | 33.5947 | -82.1243 | 2024-12-31 | 5 | GPC-20793 | GPC-20794 | GPC-17993 | 2023-01-01 | 115/46 | rebuild | inferred | 14
DESC-6809G | Dominion Energy South Carolina | SC | Stevens Creek - Hooks 115kV/LR Plumb Branch 46kV | Stevens Creek | 33.5626 | -82.0514 | Hooks | 33.6268 | -82.1972 | 33.5947 | -82.1243 | 2025-12-31 | 5 | GPC-20793 | GPC-20794 | GPC-17993 | 2024-01-01 | 115/46 | reconductor | inferred | 15
DESC-6805G | Dominion Energy South Carolina | SC | Edenwood Sub: #1 & #2 230-115kV Autobanks, Replace with 336MVA | Edenwood | 33.9538 | -81.0598 |  |  |  | 33.9538 | -81.0598 | 2024-12-25 | 0 |  |  |  | 2023-01-01 | 230/115 | substation_equipment | town | 16
DESC-1060A,I,L | Dominion Energy South Carolina | SC | Williams St Sub: Replace Sw House & Relays, AM Williams Sub: Replace Sw House, and McMeekin Sub: Add Sw House | Williams Street | 33.981 | -81.0392 |  |  |  | 33.981 | -81.0392 | 2028-12-31 | 0 |  |  |  | 2023-01-01 |  | substation_equipment | town | 17
DESC-06005B | Dominion Energy South Carolina | SC | Harleyville 115KV Transmission Tap – Construct (1.4 miles) | Harleyville | 33.2099 | -80.4512 |  |  |  | 33.2099 | -80.4512 | 2027-03-31 | 0 |  |  |  | 2025-01-01 | 115 | new_line | osm | 18
DESC-05004P | Dominion Energy South Carolina | SC | Summerville: Replace and Spare 230-115kV 336MVA Auto Bank | Summerville | 32.9874 | -80.2208 |  |  |  | 32.9874 | -80.2208 | 2024-12-31 | 0 |  |  |  | 2023-01-01 | 230/115 | substation_equipment | osm | 19
DESC-06076A | Dominion Energy South Carolina | SC | Canadys-Ritter 115KV-Rebld SPDC 230/115KV 1272 (Approx 18 Miles) | Canadys | 33.0641 | -80.6206 | Ritter | 32.7896 | -80.6304 | 32.9269 | -80.6255 | 2026-06-01 | 0 |  |  |  | 2023-01-01 | 115/230 | rebuild | town | 20
DESC-6359 | Dominion Energy South Carolina | SC | Yemassee– Ritter 230kV #1 & #2: Construct SPDC with B-1272 | Yemassee | 32.6974 | -80.8638 | Ritter | 32.7896 | -80.6304 | 32.7435 | -80.7471 | 2026-06-01 | 0 |  |  |  | 2023-01-01 | 230/115 | new_line | town | 21
DESC-06367A-C,H | Dominion Energy South Carolina | SC | Riverport Tap: Construct Tap | Okatie | 32.3338 | -81.0325 | Riverport |  |  | 32.3338 | -81.0325 | 2025-12-31 | 13 | GPC-20277 | GPC-20065 | GPC-20785 | 2023-01-01 | 230 | new_line | unlocated | 22
DESC-06367D-G | Dominion Energy South Carolina | SC | Jasper – Okatie 230 kV #2: Construct | Jasper | 32.3591 | -81.1246 | Okatie | 32.3338 | -81.0325 | 32.3464 | -81.0785 | 2025-12-31 | 13 | GPC-20065 | GPC-20277 | GPC-20785 | 2023-01-01 | 230/115 | new_line | osm | 23
DESC-06371D | Dominion Energy South Carolina | SC | Wagener 115kV Tap: Construct Tap | Wagener | 33.6501 | -81.3606 |  |  |  | 33.6501 | -81.3606 | 2025-12-31 | 0 |  |  |  | 2023-01-01 | 115 | new_line | osm | 24
DESC-06372A | Dominion Energy South Carolina | SC | Church Creek - Ritter 230kV - Replace 38 Large Angles and Dead Ends | Church Creek | 32.8303 | -80.0703 | Ritter | 32.9014 | -80.2105 | 32.8658 | -80.1404 | 2024-06-01 | 0 |  |  |  | 2023-01-01 | 230 | rebuild | inferred | 25
DESC-06810F | Dominion Energy South Carolina | SC | VCS2-Ward 230kV: Rebuild Line | V C Summer | 34.2956 | -81.315 | Ward | 33.8722 | -81.6977 | 34.0839 | -81.5063 | 2029-12-31 | 0 |  |  |  | 2026-01-01 | 230 | rebuild | town | 26
DESC-06810G | Dominion Energy South Carolina | SC | Goose Creek Reservoir: Rebuild Transmission Line Crossings | Goose Creek | 32.9961 | -80.0387 |  |  |  | 32.9961 | -80.0387 | 2024-12-31 | 0 |  |  |  | 2023-01-01 | 115/230 | rebuild | town | 27
DESC-06810H | Dominion Energy South Carolina | SC | Summerville 115kV Loop: Rebuild | Summerville | 32.9874 | -80.2208 |  |  |  | 32.9874 | -80.2208 | 2024-12-31 | 0 |  |  |  | 2023-01-01 | 115 | rebuild | osm | 28
DESC-6809M | Dominion Energy South Carolina | SC | St George - Sumter 230kV Tie: Rebuild Line from Santee Substation - Duke/Progress Energy Tie | Santee | 33.4234 | -80.1253 |  |  |  | 33.4234 | -80.1253 | 2025-12-31 | 0 |  |  |  | 2024-01-01 | 230 | rebuild | osm | 29
DESC-5392A-C | Dominion Energy South Carolina | SC | Coit – Gills Creek 115kV: Construct | Coit | 34.1885 | -79.7698 | Gills Creek |  |  | 34.1885 | -79.7698 | 2024-12-31 | 0 |  |  |  | 2023-01-01 | 115 | new_line | town | 30
DESC-6810A | Dominion Energy South Carolina | SC | Hooks - Thurmond 115kV Tie: Rebuild | Hooks | 33.6268 | -82.1972 | Thurmond | 33.6601 | -82.1959 | 33.6435 | -82.1966 | 2024-12-31 | 5 | GPC-20793 | GPC-20794 | GPC-17993 | 2023-01-01 | 115 | rebuild | inferred | 31
DESC-6809N | Dominion Energy South Carolina | SC | Batesburg - Saluda County 115kV: Rebuild | Batesburg | 33.9135 | -81.5644 | Saluda | 33.9973 | -81.7662 | 33.9554 | -81.6653 | 2025-12-31 | 0 |  |  |  | 2023-01-01 | 115 | rebuild | osm | 32
DESC-6853B-F | Dominion Energy South Carolina | SC | Scout 230 kV Sub and Fold-in: Construct | Scout | 32.3596 | -80.6976 | V C Summer |  |  | 32.3596 | -80.6976 | 2026-03-31 | 0 |  |  |  | 2023-01-01 | 230 | new_line | town | 33
DESC-6859 | Dominion Energy South Carolina | SC | Dawson 230kV Sub and Fold-in: Construct and Rebuild | Dawson |  |  | Canadys | 33.0641 | -80.6206 | 33.0641 | -80.6206 | 2025-10-01 | 0 |  |  |  | 2023-01-01 | 230 | new_line | unlocated | 34
DESC-6852 | Dominion Energy South Carolina | SC | Urquhart – Toolebeck 115kV line: Rebuild | Urquhart | 33.4334 | -81.9092 | Toolebeck | 33.5346 | -81.6693 | 33.484 | -81.7893 | 2026-08-12 | 4 | GPC-16007 | GPC-20793 | GPC-20794 | 2023-01-01 | 115 | rebuild | osm | 35
DESC-6388A | Dominion Energy South Carolina | SC | Williams-Summerville 230kV: Upgrade to SPDC B1272 ACSR | Williams | 33.0177 | -79.9322 | Summerville | 32.9874 | -80.2208 | 33.0025 | -80.0765 | 2027-05-01 | 0 |  |  |  | 2024-01-01 | 230 | rebuild | osm | 36
DESC-0147C,K | Dominion Energy South Carolina | SC | Cainhoy 115 kV Tap: Construct | Cainhoy | 32.9414 | -79.8423 | Clements Ferry | 32.9254 | -79.8623 | 32.9334 | -79.8523 | 2027-12-31 | 0 |  |  |  | 2024-01-01 | 115 | new_line | town | 37
DESC-0147B,J | Dominion Energy South Carolina | SC | Jack Primus 115 kV Tap: Construct | Jack Primus | 32.9194 | -79.9045 | Clements Ferry | 32.9254 | -79.8623 | 32.9224 | -79.8834 | 2027-12-31 | 0 |  |  |  | 2024-01-01 | 115 | new_line | town | 38
DESC-6847A-B,D-H | Dominion Energy South Carolina | SC | Church Creek – Faber Place – Charleston Transmission: Add 230kV Line | Church Creek | 32.8303 | -80.0703 | Faber Place | 32.8501 | -80.0146 | 32.8402 | -80.0425 | 2027-05-01 | 0 |  |  |  | 2023-01-01 | 230/115 | new_line | osm | 39
DESC-6846A | Dominion Energy South Carolina | SC | Eastover – Sumter 115kV DEP Tie: Rebuild with 1272 ACSR | Eastover | 33.8865 | -80.6404 | Sumter | 33.8977 | -80.324 | 33.8921 | -80.4822 | 2026-05-31 | 0 |  |  |  | 2024-01-01 | 115 | rebuild | osm | 40
DESC-6810U | Dominion Energy South Carolina | SC | Cameron Jct – Elloree 46 kV Rebuild | Cameron | 33.5637 | -80.709 | Elloree | 33.5324 | -80.5797 | 33.548 | -80.6444 | 2026-12-31 | 0 |  |  |  | 2025-01-01 | 46 | rebuild | osm | 41
DESC-6810J | Dominion Energy South Carolina | SC | Elloree – Santee City 46 kV: Rebuild | Elloree | 33.5324 | -80.5797 | Santee | 33.4234 | -80.1253 | 33.4779 | -80.3525 | 2027-12-31 | 0 |  |  |  | 2027-01-01 | 46 | rebuild | osm | 42
DESC-6810O | Dominion Energy South Carolina | SC | Urquhart – Aiken PSA 46 kV: Rebuild | Urquhart | 33.4334 | -81.9092 | Aiken | 33.5723 | -81.6182 | 33.5028 | -81.7637 | 2027-12-31 | 4 | GPC-16007 | GPC-20793 | GPC-20794 | 2027-01-01 | 46 | rebuild | town | 43
DESC-6810T | Dominion Energy South Carolina | SC | Cameron Jct – Cameron – St Matthews 46 kV Rebuild | Cameron | 33.5637 | -80.709 | St Matthews | 33.6861 | -80.761 | 33.6249 | -80.735 | 2028-12-31 | 0 |  |  |  | 2028-01-01 | 46 | rebuild | osm | 44
GPC-21046 | Georgia Power | GA | THALMANN AND COLERAIN 23O KV LINE RELAY PANEL UPGRADES | THALMANN | 31.2935 | -81.6808 | COLERAIN 23O KV |  |  | 31.2935 | -81.6808 | 2025-06-01 | 0 |  |  |  | 2024-12-01 | 230/115 | substation_equipment | unlocated | 214
GPC-20326 | Georgia Power | GA | ANTHONY SHOALS STATCOM SYSTEM | ANTHONY SHOALS | 34.0018 | -82.6363 |  |  |  | 34.0018 | -82.6363 | 2025-12-31 | 0 |  |  |  | 2023-08-04 | 230 | substation_equipment | osm | 215
GPC-17075 | Georgia Power | GA | SAV: LITTLE OGEECHEE 230-115KV: RELAY MODERNIZATION | LITTLE OGEECHEE | 32.0068 | -81.2532 |  |  |  | 32.0068 | -81.2532 | 2025-12-31 | 0 |  |  |  | 2022-06-01 | 230/115 | substation_equipment | osm | 216
GPC-20491 | Georgia Power | GA | EAST POINT RELAY MODERNIZATION | EAST POINT | 33.6763 | -84.463 |  |  |  | 33.6763 | -84.463 | 2026-06-01 | 0 |  |  |  | 2024-01-01 | 230/115 | substation_equipment | osm | 217
GPC-20474 | Georgia Power | GA | GRADY 230/115KV RELAY MODERNIZATION | GRADY | 30.8671 | -84.2323 |  |  |  | 30.8671 | -84.2323 | 2026-06-01 | 0 |  |  |  | 2024-01-01 | 230/115 | substation_equipment | town | 218
GPC-20490 | Georgia Power | GA | KLONDIKE RELAY MODERNIZATION | KLONDIKE | 33.637 | -84.1245 |  |  |  | 33.637 | -84.1245 | 2026-06-01 | 0 |  |  |  | 2024-01-01 | 230 | substation_equipment | osm | 219
GPC-20300 | Georgia Power | GA | MORROW 115KV RELAY UPGRADE | MORROW | 33.6059 | -84.3335 |  |  |  | 33.6059 | -84.3335 | 2026-06-01 | 0 |  |  |  | 2024-06-01 | 115 | substation_equipment | osm | 220
GPC-20489 | Georgia Power | GA | SCOTTDALE RELAY MODERNIZATION | SCOTTDALE | 33.7971 | -84.2699 |  |  |  | 33.7971 | -84.2699 | 2026-06-01 | 0 |  |  |  | 2024-01-01 | 230/115 | substation_equipment | town | 221
GPC-20668 | Georgia Power | GA | DRESDEN LINE PROTECTIVE RELAYING | DRESDEN | 33.3511 | -84.906 |  |  |  | 33.3511 | -84.906 | 2026-12-01 | 0 |  |  |  | 2024-12-01 | 500 | substation_equipment | osm | 222
MEAG-18832 | MEAG Power | GA | MEAG: FORTSON SUBSTATION MODERNIZATION | FORTSON | 32.6102 | -84.9156 |  |  |  | 32.6102 | -84.9156 | 2027-01-13 | 0 |  |  |  | 2025-01-01 | 500/230/115 | substation_equipment | osm | 223
GPC-21022 | Georgia Power | GA | OHARA BREAKER REPLACEMENT | OHARA | 32.7964 | -83.689 |  |  |  | 32.7964 | -83.689 | 2026-10-01 | 0 |  |  |  | 2025-10-01 | 115 | substation_equipment | town | 225
GPC-20277 | Georgia Power | GA | SAV: MCINTOSH - PURRYSBURG 230KV REACTORS | MCINTOSH | 32.3544 | -81.1825 | PURRYSBURG | 32.237 | -81.0972 | 32.2957 | -81.1398 | 2026-06-01 | 4 | DESC-06367D-G | DESC-0139M,N | DESC-06367A-C,H | 2024-01-01 | 230 | substation_equipment | town | 227
GTC-21111 | Georgia Transmission Corp. | GA | GTC: HARTWELL DAM - HARTWELL ENERGY 230KV SERIES REACTORS | HARTWELL DAM | 34.3571 | -82.8214 | HARTWELL ENERGY | 34.3412 | -82.8212 | 34.3491 | -82.8213 | 2030-06-01 | 0 |  |  |  | 2027-06-01 | 230 | substation_equipment | osm | 228
GTC-21113 | Georgia Transmission Corp. | GA | GTC: HARTWELL ENERGY - MIDDLE FORK 230KV LINE | HARTWELL ENERGY | 34.3412 | -82.8212 | MIDDLE FORK | 34.4225 | -83.3586 | 34.3818 | -83.0899 | 2030-06-01 | 0 |  |  |  | 2027-06-01 | 230 | new_line | town | 229
GPC-19523 | Georgia Power | GA | SAV: CC - HYUNDAI MOTORS SAVANNAH AKA. PROJECT EA | HYUNDAI MOTORS SAVANNAH | [7 empty] | 2025-04-25 | 0 |  |  |  | 2022-06-01 | 230/115 | new_line | unlocated | 231
GTC-18670 | Georgia Transmission Corp. | GA | GTC: BANKS CROSSING - POND FORK 115 KV | BANKS CROSSING | 34.2568 | -83.4641 | POND FORK | 34.2495 | -83.7396 | 34.2531 | -83.6018 | 2025-05-01 | 1 | DESC-6807B |  |  | 2021-06-01 | 115 | new_line | town | 232
GPC-18492 | Georgia Power | GA | MITCHELL - NORTH TIFTON 230KV RECONDUCTOR | MITCHELL | 31.4471 | -84.1338 | NORTH TIFTON | 31.4781 | -83.5491 | 31.4626 | -83.8415 | 2025-05-01 | 0 |  |  |  | 2021-12-31 | 230 | reconductor | osm | 233
GPC-19676 | Georgia Power | GA | ADAMSVILLE - JACK MCDONOUGH 230KV LINE REBUILD | ADAMSVILLE | 33.7593 | -84.5052 | JACK MCDONOUGH | 33.8623 | -84.4512 | 33.8108 | -84.4782 | 2025-06-01 | 0 |  |  |  | 2023-06-01 | 230 | rebuild | town | 234
GPC-18800 | Georgia Power | GA | ECHECONNEE-WELLSTON 115KV REBUILD | ECHECONNEE-WELLSTON | [7 empty] | 2025-06-01 | 0 |  |  |  | 2024-01-01 | 115 | rebuild | unlocated | 235
GPC-19187 | Georgia Power | GA | GRID - BREMEN - CROOKED CREEK (APC) 115 KV PROJECT | GRID |  |  | BREMEN | 33.7079 | -85.1429 | 33.7079 | -85.1429 | 2025-06-01 | 0 |  |  |  | 2021-09-01 | 115 | rebuild | unlocated | 236
GTC-18153 | Georgia Transmission Corp. | GA | GTC: BONAIRE PRI-ECHECONNEE 115 KV PARTIAL REBUILD | BONAIRE PRI-ECHECONNEE | [7 empty] | 2025-06-01 | 0 |  |  |  | 2023-01-01 | 115 | rebuild | unlocated | 237
GTC-20342 | Georgia Transmission Corp. | GA | GTC: CAMDEN INDUSTRIAL PARK 230/115KV NEW SUBSTATION | CAMDEN INDUSTRIAL PARK | [7 empty] | 2025-06-01 | 0 |  |  |  | 2024-01-01 | 230/115 | new_line | unlocated | 238
GTC-20590 | Georgia Transmission Corp. | GA | GTC: EATONTON PRIMARY - LICK CREEK 115KV LINE SWITCH REPLACEMENT | EATONTON PRIMARY | 33.3045 | -83.4025 | LICK CREEK |  |  | 33.3045 | -83.4025 | 2025-06-01 | 0 |  |  |  | 2023-12-01 | 115 | substation_equipment | unlocated | 239
GPC-11821 | Georgia Power | GA | JESUP - LUDOWICI PRIMARY 115KV REBUILD | JESUP | 31.6031 | -81.9249 | LUDOWICI PRIMARY | 31.7216 | -81.7437 | 31.6624 | -81.8343 | 2025-06-01 | 0 |  |  |  | 2023-06-01 | 115 | rebuild | osm | 240
MEAG-13753 | MEAG Power | GA | MEAG: ALCOVY ROAD - SKC 115 KV RECONDUCTOR | ALCOVY ROAD | 33.6197 | -83.8398 | SKC | 33.6194 | -83.8149 | 33.6196 | -83.8274 | 2025-06-01 | 0 |  |  |  | 2023-06-01 | 115 | reconductor | town | 241
MEAG-13787 | MEAG Power | GA | MEAG: AULTMAN ROAD - BONAIRE PRIMARY 115 KV REBUILD | AULTMAN ROAD | 32.5634 | -83.74 | BONAIRE PRIMARY | 32.5648 | -83.6 | 32.5641 | -83.67 | 2025-06-01 | 0 |  |  |  | 2023-06-01 | 115 | rebuild | osm_fuzzy | 242
GPC-20464 | Georgia Power | GA | NORCROSS 230KV BUS 1-3 SERIES BUS TIE BREAKER INSTALLATION | NORCROSS | 33.9326 | -84.2134 |  |  |  | 33.9326 | -84.2134 | 2025-06-01 | 1 | DESC-6807B |  |  | 2023-11-01 | 230 | substation_equipment | osm | 243
GPC-19631 | Georgia Power | GA | PINE GROVE PRIMARY 115 KV DUAL STAGE CAPACITOR BANK | PINE GROVE PRIMARY | 30.8816 | -83.228 |  |  |  | 30.8816 | -83.228 | 2025-06-01 | 0 |  |  |  | 2023-11-01 | 115 | substation_equipment | osm | 244
GPC-20067 | Georgia Power | GA | SAV: DEPTFORD - MAGNOLIA 115KV RECONDUCTOR | DEPTFORD | 32.0668 | -81.0484 | MAGNOLIA | 32.0227 | -81.0862 | 32.0448 | -81.0673 | 2025-06-01 | 4 | DESC-6808S | DESC-06367D-G | DESC-0139M,N | 2023-01-01 | 115 | reconductor | osm | 245
GPC-20466 | Georgia Power | GA | SMART VALVE INSTALLATION | SMART VALVE INSTALLATION | [7 empty] | 2025-06-01 | 0 |  |  |  | 2023-10-01 | 230 | substation_equipment | unlocated | 246
GPC-20431 | Georgia Power | GA | VILLA RICA LOW SIDE BREAKER | VILLA RICA LOW SIDE | [7 empty] | 2025-06-01 | 0 |  |  |  | 2024-06-01 |  | substation_equipment | unlocated | 247
GPC-20684 | Georgia Power | GA | CAMDEN INDUSTRIAL PARK (GPC) | CAMDEN INDUSTRIAL PARK (GPC) | [7 empty] | 2025-06-30 | 0 |  |  |  | 2024-01-01 | 230/115 | substation | unlocated | 248
GTC-18774 | Georgia Transmission Corp. | GA | GTC: HEARD COUNTY - TENASKA 500KV (SECOND LINE) | HEARD COUNTY | 33.3587 | -84.9942 | TENASKA | 33.3516 | -84.9981 | 33.3552 | -84.9962 | 2025-12-01 | 0 |  |  |  | 2021-12-01 | 500 | new_line | osm | 249
GPC-18889 | Georgia Power | GA | JEFFERSON STREET#3 - NORTHWEST (WHITE) 115 KV RECONDUCTOR | JEFFERSON STREET#3 | 33.3746 | -84.7997 | NORTHWEST (WHITE) | 33.8014 | -84.4164 | 33.588 | -84.608 | 2025-12-01 | 0 |  |  |  | 2024-01-01 | 115 | reconductor | town | 250
GPC-20152 | Georgia Power | GA | CC - CASS PINE- HILL VIEW 230 KV LINE- CC IMPROVEMENTS | CASS PINE- HILL VIEW | [7 empty] | 2025-12-31 | 0 |  |  |  | 2023-06-01 | 230 | new_line | unlocated | 251
GPC-20175 | Georgia Power | GA | CC - PROJECT CHRONOS- SK/HYUNDAI | [8 empty] | 2025-12-31 | 0 |  |  |  | 2023-07-31 | 230 | other | unlocated | 252
GTC-20010 | Georgia Transmission Corp. | GA | GTC: ANTHONY SHOALS - WASHINGTON 115 KV LINE REBUILD | ANTHONY SHOALS | 34.0018 | -82.6363 | WASHINGTON | 33.7324 | -82.7513 | 33.8671 | -82.6938 | 2025-12-31 | 0 |  |  |  | 2024-01-01 | 115 | rebuild | osm | 253
GTC-18691 | Georgia Transmission Corp. | GA | GTC: LIZARD LOPE - WESTOVER 115 KV NEW LINE | LIZARD LOPE | 31.6139 | -84.5196 | WESTOVER | 31.5893 | -84.2113 | 31.6016 | -84.3655 | 2026-03-01 | 0 |  |  |  | 2021-06-01 | 115 | new_line | town | 254
GPC-20018 | Georgia Power | GA | CC - QTS FAYETTEVILLE TRANSMISSION NEEDS | QTS FAYETTEVILLE TRANSMISSION NEEDS | [7 empty] | 2026-04-01 | 0 |  |  |  | 2023-06-01 | 500/230 | new_line | unlocated | 255
GPC-19597 | Georgia Power | GA | ADAMSVILLE - BUZZARD ROOST 230KV REBUILD AND JUMPER UPGRADE | ADAMSVILLE | 33.7593 | -84.5052 | BUZZARD ROOST |  |  | 33.7593 | -84.5052 | 2026-06-01 | 0 |  |  |  | 2024-06-01 | 230 | rebuild | town | 256
GPC-18960 | Georgia Power | GA | BLANKETS CREEK – WOODSTOCK 115KV LINE REBUILD | BLANKETS CREEK | 34.1858 | -84.508 | WOODSTOCK | 34.0853 | -84.5135 | 34.1355 | -84.5107 | 2026-06-01 | 0 |  |  |  | 2025-06-01 | 115 | rebuild | osm | 257
GPC-20243 | Georgia Power | GA | CC - GARRETT ROAD SWITCHING STATION - TRAE LANE | GARRETT ROAD SWITCHING STATION |  |  | TRAE LANE | 33.7663 | -84.6063 | 33.7663 | -84.6063 | 2026-06-01 | 0 |  |  |  | 2023-04-30 | 230 | substation_equipment | unlocated | 258
GPC-20216 | Georgia Power | GA | CC - STONEWALL TELL ROAD (TA REALTY) | STONEWALL TELL ROAD (TA REALTY) | [7 empty] | 2026-06-01 | 0 |  |  |  | 2025-01-01 | 230 | new_line | unlocated | 259
DU-18679 | Dalton Utilities | GA | DU: EAST DALTON - OOSTANAULA 115KV REBUILD | EAST DALTON | 34.7784 | -85.0039 | OOSTANAULA | 34.4815 | -85.0144 | 34.6299 | -85.0092 | 2026-06-01 | 0 |  |  |  | 2023-06-01 | 115 | rebuild | town | 260
GPC-16007 | Georgia Power | GA | FENWICK STREET - SAND BAR FERRY 115KV (RECONDUCTOR/REBUILD) | FENWICK STREET | 33.4782 | -81.9957 | SAND BAR FERRY | 33.4487 | -81.9224 | 33.4635 | -81.959 | 2026-06-01 | 5 | DESC-6852 | DESC-6810O | DESC-6809E | 2022-09-01 | 115 | rebuild | town | 261
GPC-20516 | Georgia Power | GA | GOAT ROCK 230KV SWITCH, JUMPER, & LINE TRAP REPLACEMENT | GOAT ROCK | 32.6096 | -85.0806 |  |  |  | 32.6096 | -85.0806 | 2026-06-01 | 0 |  |  |  | 2024-01-01 | 230 | substation_equipment | osm | 262
GPC-19618 | Georgia Power | GA | GORDON-N DUBLIN 115KV (GORDON-ENGL MCI J) REBUILD | GORDON-N DUBLIN | [7 empty] | 2026-06-01 | 0 |  |  |  | 2023-10-01 | 115 | rebuild | unlocated | 263
GPC-21139 | Georgia Power | GA | GRADY - MORROW (WHITE) 115KV REBUILD | GRADY |  |  | MORROW (WHITE) | 33.6059 | -84.3335 | 33.6059 | -84.3335 | 2026-06-01 | 0 |  |  |  | 2024-06-01 | 115 | rebuild | unlocated | 264
GPC-19706 | Georgia Power | GA | GRID - GAINESVILLE #2 EQUIPMENT REPLACEMENT | GRID | 33.7541 | -84.3804 | GAINESVILLE #2 EQUIPMENT REPLACEMENT |  |  | 33.7541 | -84.3804 | 2026-06-01 | 0 |  |  |  | 2024-12-31 | 230/115 | substation_equipment | unlocated | 265
GTC-21137 | Georgia Transmission Corp. | GA | GTC: CONYERS - CORNISH MOUNTAIN 115KV LINE UPGRADE | CONYERS | 33.6676 | -84.0177 | CORNISH MOUNTAIN | 33.6734 | -83.8138 | 33.6705 | -83.9157 | 2026-06-01 | 0 |  |  |  | 2025-06-01 | 115 | rebuild | town | 266
GTC-19334 | Georgia Transmission Corp. | GA | GTC: LAGRANGE - NORTH OPELIKA 230 KV | LAGRANGE | 33.0241 | -85.0157 | NORTH OPELIKA |  |  | 33.0241 | -85.0157 | 2026-06-01 | 0 |  |  |  | 2023-06-01 | 230 | new_line | unlocated | 267
GTC-20015 | Georgia Transmission Corp. | GA | GTC: MORNING HORNET 2ND 230/115 KV BANK & THUMBS UP 115KV TL | MORNING HORNET 2ND | [7 empty] | 2026-06-01 | 0 |  |  |  | 2024-06-01 | 230/115 | substation_equipment | unlocated | 268
GTC-19999 | Georgia Transmission Corp. | GA | GTC: ROBINS SPRING BUS REPLACEMENT | ROBINS SPRING BUS REPLACEMENT | [7 empty] | 2026-06-01 | 0 |  |  |  | 2023-06-01 | 115 | other | unlocated | 269
GTC-20001 | Georgia Transmission Corp. | GA | GTC: ROBINS SPRING CAPACITOR BANK INSTALLATION | ROBINS SPRING | 33.0054 | -82.8798 |  |  |  | 33.0054 | -82.8798 | 2026-06-01 | 0 |  |  |  | 2023-01-01 | 115 | substation_equipment | osm | 270
GPC-19636 | Georgia Power | GA | HAMMOND - WEISS DAM 115KV LINE REBUILD | HAMMOND | 34.2512 | -85.3456 | WEISS DAM |  |  | 34.2512 | -85.3456 | 2026-06-01 | 0 |  |  |  | 2023-06-01 | 115 | rebuild | unlocated | 271
GPC-20512 | Georgia Power | GA | KATHLEEN AREA IMPROVEMENTS | KATHLEEN AREA IMPROVEMENTS | [7 empty] | 2026-06-01 | 0 |  |  |  | 2024-01-01 | 230 | new_line | unlocated | 272
MEAG-19598 | MEAG Power | GA | MEAG: DRESDEN - LAGRANGE PRIMARY 230KV UPGRADE & JUMPERS | DRESDEN | 33.3511 | -84.906 | LAGRANGE PRIMARY | 33.0241 | -85.0157 | 33.1876 | -84.9608 | 2026-06-01 | 0 |  |  |  | 2024-06-01 | 230 | substation_equipment | osm | 273
MEAG-20270 | MEAG Power | GA | MEAG: RAY PLACE RD - WASHINGTON #3 | RAY PLACE RD | 33.4683 | -82.8198 | WASHINGTON #3 | 33.7324 | -82.7513 | 33.6003 | -82.7855 | 2026-06-01 | 0 |  |  |  | 2024-01-01 | 115 | new_line | osm_fuzzy | 274
MEAG-20271 | MEAG Power | GA | MEAG: RAY PLACE RD - WASHINGTON (WASHINGTON - WASHINGTON 3) | RAY PLACE RD | 33.4683 | -82.8198 | WASHINGTON (WASHINGTON | 33.7065 | -82.7532 | 33.5874 | -82.7865 | 2026-06-01 | 0 |  |  |  | 2025-06-01 | 115 | new_line | osm_fuzzy | 275
GPC-18690 | Georgia Power | GA | PALMYRA REACTOR REMOVAL | PALMYRA | 31.6377 | -84.1944 |  |  |  | 31.6377 | -84.1944 | 2026-06-01 | 0 |  |  |  | 2023-05-01 |  | substation_equipment | town | 276
GPC-20066 | Georgia Power | GA | SAV: BOULEVARD - DEPTFORD 115KV RECONDUCTOR | BOULEVARD | 32.0412 | -81.1445 | DEPTFORD | 32.0668 | -81.0484 | 32.054 | -81.0964 | 2026-06-01 | 4 | DESC-6808S | DESC-06367D-G | DESC-0139M,N | 2025-06-01 | 115 | reconductor | osm | 277
GPC-19966 | Georgia Power | GA | SAV: CC - BIG OGEECHEE 500/230KV (CC NETWORK IMPROVEMENTS) | BIG OGEECHEE | [7 empty] | 2026-06-01 | 0 |  |  |  | 2023-06-01 | 500/230 | substation_equipment | unlocated | 278
GPC-17900 | Georgia Power | GA | UNION CITY - YATES 230 KV WHITE LINE REBUILD | UNION CITY | 33.5871 | -84.5424 | YATES | 33.4612 | -84.8965 | 33.5241 | -84.7195 | 2026-06-01 | 0 |  |  |  | 2023-06-01 | 230 | rebuild | town | 279
GPC-20691 | Georgia Power | GA | UNION CITY - YATES 230KV (WHITE) SWITCH AND TRAP REPLACEMENT | UNION CITY | 33.5871 | -84.5424 | YATES | 33.4612 | -84.8965 | 33.5241 | -84.7195 | 2026-06-01 | 0 |  |  |  | 2024-05-15 | 230 | substation_equipment | town | 280
GPC-20223 | Georgia Power | GA | CC - PROJECT PAYTON BAINBRIDGE | [8 empty] | 2026-06-30 | 0 |  |  |  | 2024-06-01 | 230 | substation | unlocated | 281
GTC-20874 | Georgia Transmission Corp. | GA | GTC: BARNESVILLE PRIMARY-BARNESVILLE #1 115KV RECONDUCTOR | BARNESVILLE PRIMARY-BARNESVILLE #1 | 33.0321 | -84.2013 |  |  |  | 33.0321 | -84.2013 | 2026-12-01 | 0 |  |  |  | 2024-06-01 | 115 | reconductor | osm | 282
GTC-20273 | Georgia Transmission Corp. | GA | GTC: DRESDEN 500KV BUS EXPANSION | DRESDEN | 33.3511 | -84.906 |  |  |  | 33.3511 | -84.906 | 2026-12-01 | 0 |  |  |  | 2024-12-01 | 500 | substation | osm | 283
GTC-20002 | Georgia Transmission Corp. | GA | GTC: GORDON - SANDERSVILLE #1 115KV LINE REBUILD | GORDON | 32.8825 | -83.3169 | SANDERSVILLE #1 | 32.9985 | -82.8019 | 32.9405 | -83.0594 | 2026-12-01 | 0 |  |  |  | 2023-02-01 | 115 | rebuild | osm | 284
GPC-20151 | Georgia Power | GA | CC - CASS PINE 230/25 NEW SUB - QCELLS - CC IMPROVEMENTS | CASS PINE |  |  | QCELLS | 34.2873 | -84.7917 | 34.2873 | -84.7917 | 2026-12-31 | 0 |  |  |  | 2024-06-01 | 230 | new_line | unlocated | 285
GPC-19287 | Georgia Power | GA | GRADY-WEST END 115KV REBUILD | GRADY-WEST END | 33.7372 | -84.4266 |  |  |  | 33.7371 | -84.4266 | 2026-12-31 | 0 |  |  |  | 2022-06-01 | 115 | rebuild | town | 286
GPC-19363 | Georgia Power | GA | MORROW - MOUNTAIN VIEW 115 KV REBUILD | MORROW | 33.6059 | -84.3335 | MOUNTAIN VIEW | 33.6418 | -84.3902 | 33.6239 | -84.3618 | 2026-12-31 | 0 |  |  |  | 2024-01-01 | 115 | rebuild | town | 287
GPC-20509 | Georgia Power | GA | CC - EMBLEM RIVERSIDE CUSTOMER SUB (FLEXENTIAL) | EMBLEM RIVERSIDE CUSTOMER SUB (FLEXENTIAL) | [7 empty] | 2027-03-01 | 0 |  |  |  | 2025-06-01 | 230 | substation | unlocated | 288
GTC-19635 | Georgia Transmission Corp. | GA | GTC: HICKORY LEVEL - VILLA RICA 230KV LINE RECONDUCTOR | HICKORY LEVEL | 33.7185 | -84.938 | VILLA RICA | 33.741 | -84.8549 | 33.7298 | -84.8965 | 2027-05-01 | 0 |  |  |  | 2024-05-01 | 230 | reconductor | town | 289
GPC-19601 | Georgia Power | GA | MORROW - YATES COMMON 115KV LINE UPGRADE | MORROW | 33.6059 | -84.3335 | YATES COMMON | 33.4616 | -84.9042 | 33.5338 | -84.6188 | 2027-05-01 | 0 |  |  |  | 2024-05-01 | 115 | rebuild | osm | 290
GPC-15879 | Georgia Power | GA | POSSUM BRANCH - YATES COMMON 115KV REBUILD (YATES TO CLEM) | POSSUM BRANCH |  |  | YATES COMMON | 33.4616 | -84.9042 | 33.4616 | -84.9042 | 2027-05-01 | 0 |  |  |  | 2025-06-01 | 115 | rebuild | unlocated | 291
GPC-20771 | Georgia Power | GA | CC - GULLATT ROAD TRANSMISSION IMPROVEMENTS | GULLATT ROAD TRANSMISSION IMPROVEMENTS | [7 empty] | 2027-06-01 | 0 |  |  |  | 2024-06-01 | 115 | new_line | unlocated | 292
GPC-18736 | Georgia Power | GA | CC - MICROSOFT - SHUGART (CCO06) | MICROSOFT | 33.6393 | -84.517 | SHUGART (CCO06) |  |  | 33.6393 | -84.517 | 2027-06-01 | 0 |  |  |  | 2022-12-31 | 230 | new_line | unlocated | 293
GPC-20781 | Georgia Power | GA | CC - SUMMER LAKE - VILLA RICA 230KV REBUILD (CC IMPROVEMENT) | SUMMER LAKE |  |  | VILLA RICA | 33.741 | -84.8549 | 33.741 | -84.8549 | 2027-06-01 | 0 |  |  |  | 2025-06-01 | 230 | rebuild | unlocated | 294
GPC-20736 | Georgia Power | GA | CC - TA REALTY ELLENWOOD NETWORK IMPROVEMENTS | TA REALTY ELLENWOOD NETWORK IMPROVEMENTS | [7 empty] | 2027-06-01 | 0 |  |  |  | 2024-06-01 | 115/230 | rebuild | unlocated | 295
GPC-20234 | Georgia Power | GA | DOYLE - LG&E MONROE 230KV - JACKS CREEK LOOP IN | DOYLE | 33.8379 | -83.6988 | LG&E MONROE |  |  | 33.8379 | -83.6988 | 2027-06-01 | 0 |  |  |  | 2027-01-03 | 230 | substation_equipment | unlocated | 296
GTC-20858 | Georgia Transmission Corp. | GA | GTC: ADAMSVILLE - BUZZARD ROOST 230KV REBUILD | ADAMSVILLE | 33.7593 | -84.5052 | BUZZARD ROOST |  |  | 33.7593 | -84.5052 | 2027-06-01 | 0 |  |  |  | 2025-06-01 | 230 | rebuild | town | 297
GTC-20776 | Georgia Transmission Corp. | GA | GTC: DOUGLASVILLE - VILLA RICA 230KV REBUILD (CC IMPROVEMENT) | DOUGLASVILLE | 33.7515 | -84.7477 | VILLA RICA | 33.741 | -84.8549 | 33.7463 | -84.8013 | 2027-06-01 | 0 |  |  |  | 2025-06-01 | 230 | rebuild | town | 298
GTC-20778 | Georgia Transmission Corp. | GA | GTC: DOYLE - WINDER PRIMARY 230KV LINE JUMPER REPLACEMENT | DOYLE | 33.8379 | -83.6988 | WINDER PRIMARY | 33.9955 | -83.7531 | 33.9167 | -83.726 | 2027-06-01 | 0 |  |  |  | 2025-12-31 | 230 | substation_equipment | osm | 299
GTC-19358 | Georgia Transmission Corp. | GA | GTC: EAST MOULTRIE - HIGHWAY 112 230 KV LINE | EAST MOULTRIE | 31.2422 | -83.7435 | HIGHWAY | 31.9001 | -83.6945 | 31.5711 | -83.719 | 2027-06-01 | 0 |  |  |  | 2022-06-01 | 230 | new_line | osm | 300
GTC-09662 | Georgia Transmission Corp. | GA | GTC: EAST WALTON 500/230KV PROJECT | EAST WALTON | 33.0919 | -83.2257 |  |  |  | 33.0919 | -83.2257 | 2027-06-01 | 0 |  |  |  | 2023-06-01 | 500/230 | new_line | town | 301
GTC-20505 | Georgia Transmission Corp. | GA | GTC: GARRETT RD - V. RICA 230KV LINE RECONDUCTOR (CC NET IM) | GARRETT RD | 32.5593 | -84.8245 | V. RICA |  |  | 32.5593 | -84.8245 | 2027-06-01 | 0 |  |  |  | 2027-01-01 | 230 | reconductor | town | 303
GTC-19622 | Georgia Transmission Corp. | GA | GTC: RIDDLEVILLE BUS REPLACEMENT | RIDDLEVILLE BUS REPLACEMENT | [7 empty] | 2027-06-01 | 0 |  |  |  | 2023-01-09 | 115 | substation | unlocated | 304
GTC-19606 | Georgia Transmission Corp. | GA | GTC: SKC 115KV BUS AND JUMPER REPLACEMENT | SKC | 33.6194 | -83.8149 |  |  |  | 33.6194 | -83.8149 | 2027-06-01 | 0 |  |  |  | 2025-06-01 | 115 | substation_equipment | town | 305
GTC-20020 | Georgia Transmission Corp. | GA | GTC: SOUTH HAZLEHURST - NEW LACY 230KV LINE | SOUTH HAZLEHURST | 31.8107 | -82.5667 | NEW LACY | 31.5394 | -82.3715 | 31.675 | -82.4691 | 2027-06-01 | 0 |  |  |  | 2024-01-15 | 230 | new_line | town | 306
GTC-20506 | Georgia Transmission Corp. | GA | GTC: SWITCH WAY - THORNTON ROAD 230KV LINE REBUILD | [8 empty] | 2027-06-01 | 0 |  |  |  | 2025-01-01 | 230 | rebuild | unlocated | 307
GPC-18668 | Georgia Power | GA | JESUP - OFFERMAN 115KV REBUILD | JESUP | 31.6031 | -81.9249 | OFFERMAN | 31.4231 | -82.1437 | 31.5131 | -82.0343 | 2027-06-01 | 0 |  |  |  | 2021-04-06 | 115 | rebuild | osm | 308
GPC-10143 | Georgia Power | GA | LAWRENCEVILLE - WINDER 115KV LINE REBUILD | LAWRENCEVILLE | 33.9446 | -83.9557 | WINDER | 34.0235 | -83.7578 | 33.984 | -83.8567 | 2027-06-01 | 1 | DESC-6807B |  |  | 2026-10-15 | 115 | rebuild | osm | 309
GPC-10481 | Georgia Power | GA | LAWRENCEVILLE - WINDER PRIMARY 230KV LINE REBUILD | LAWRENCEVILLE | 33.986 | -84.0008 | WINDER PRIMARY | 33.9955 | -83.7531 | 33.9907 | -83.877 | 2027-06-01 | 1 | DESC-6807B |  |  | 2024-06-01 | 230 | rebuild | osm | 310
MEAG-20264 | MEAG Power | GA | MEAG: RAY PLACE RD - WARRENTON PRIMARY | RAY PLACE RD | 33.4683 | -82.8198 | WARRENTON PRIMARY | 33.3805 | -82.6873 | 33.4244 | -82.7535 | 2027-06-01 | 0 |  |  |  | 2026-01-01 | 115 | new_line | osm_fuzzy | 311
GPC-19248 | Georgia Power | GA | SANDERSVILLE #1 - WADLEY PRI. 115KV REBUILD/RECONDUCTOR | SANDERSVILLE #1 | 32.9985 | -82.8019 | WADLEY PRI. | 32.8847 | -82.4159 | 32.9416 | -82.6089 | 2027-06-01 | 0 |  |  |  | 2022-02-15 | 115 | rebuild | osm | 312
GPC-20785 | Georgia Power | GA | SAV: GOSHEN (SAV) - KRAFT 115KV LINE REBUILD | GOSHEN | 32.2487 | -81.2095 | KRAFT | 32.1481 | -81.146 | 32.1984 | -81.1777 | 2027-06-01 | 4 | DESC-06367D-G | DESC-6808S | DESC-0139M,N | 2024-06-01 | 115 | rebuild | osm | 313
GPC-20065 | Georgia Power | GA | SAV: GOSHEN (SAV) - MCINTOSH 115KV LINE REBUILD | GOSHEN | 32.2487 | -81.2095 | MCINTOSH | 32.3544 | -81.1825 | 32.3015 | -81.196 | 2027-06-01 | 4 | DESC-06367D-G | DESC-6808S | DESC-0139M,N | 2025-06-01 | 115 | rebuild | osm | 314
GPC-20717 | Georgia Power | GA | CC - TOMOCHICHI 500/230KV SOLUTION (CC NETWORK IMPROVEMENTS) | TOMOCHICHI | 32.0781 | -81.0929 |  |  |  | 32.0781 | -81.0929 | 2027-07-15 | 4 | DESC-6808S | DESC-06367D-G | DESC-06367A-C,H | 2024-06-01 | 500/230 | new_line | town | 315
GPC-18573 | Georgia Power | GA | GRID - ARKWRIGHT - LLOYD SHOALS 115KV | GRID |  |  | ARKWRIGHT | 32.9222 | -83.726 | 33.1214 | -83.7835 | 2027-07-30 | 0 |  |  |  | 2021-06-01 | 115 | new_line | unlocated | 316
GTC-20591 | Georgia Transmission Corp. | GA | GTC: EATONTON PRIMARY (035591) - LICK CREEK 115KV REBUILD | EATONTON PRIMARY (035591) | 33.3045 | -83.4025 | LICK CREEK |  |  | 33.3045 | -83.4025 | 2027-12-01 | 0 |  |  |  | 2023-10-01 | 115 | rebuild | unlocated | 317
GPC-17977 | Georgia Power | GA | ATHENA - EAST WATKINSVILLE 115 KV (REBUILD) | ATHENA | 33.9764 | -83.3461 | EAST WATKINSVILLE | 33.8605 | -83.3848 | 33.9185 | -83.3654 | 2027-12-31 | 0 |  |  |  | 2024-08-01 | 115 | rebuild | osm | 318
GPC-20150 | Georgia Power | GA | CC - HILL VIEW & GRASSY HOLLOW SUB - CC IMPROVEMENTS | HILL VIEW & GRASSY HOLLOW SUB |  |  | CC IMPROVEMENTS |  |  |  |  | 2027-12-31 | 0 |  |  |  | 2023-06-01 | 230 | new_line | unlocated | 319
GPC-20024 | Georgia Power | GA | DYER ROAD - EAST ROANOKE 115KV (REBUILD) | DYER ROAD | 34.9172 | -85.2673 | EAST ROANOKE |  |  | 34.9172 | -85.2673 | 2027-12-31 | 0 |  |  |  | 2025-06-01 | 115 | rebuild | town | 320
GPC-19997 | Georgia Power | GA | AULTMAN ROAD-PERRY 115KV LINE REBUILD | AULTMAN ROAD-PERRY | [7 empty] | 2028-06-01 | 0 |  |  |  | 2025-06-01 | 115 | rebuild | unlocated | 321
GPC-20797 | Georgia Power | GA | CC - EAST VILLA RICA AREA SWITCHING STATION (CC IMPROVEMENT) | EAST VILLA RICA AREA SWITCHING STATION (CC IMPROVEMENT) | [7 empty] | 2028-06-01 | 0 |  |  |  | 2025-06-01 | 230 | substation_equipment | unlocated | 322
GPC-20774 | Georgia Power | GA | CC - VILLA RICA UPGRADES (CC NETWORK IMPROVEMENTS) | VILLA RICA UPGRADES (CC NETWORK IMPROVEMENTS) | [7 empty] | 2028-06-01 | 0 |  |  |  | 2026-06-01 | 500/230 | substation_equipment | unlocated | 323
GPC-21048 | Georgia Power | GA | FITZGERALD - PITTS 115 KV LINE REBUILD | FITZGERALD | 31.7293 | -83.2924 | PITTS | 31.9446 | -83.5407 | 31.837 | -83.4166 | 2028-06-01 | 0 |  |  |  | 2025-06-01 | 115 | rebuild | town | 324
GTC-08458 | Georgia Transmission Corp. | GA | GTC: BARNESVILLE - SOUTH GRIFFIN 230KV PROJECT | BARNESVILLE | 33.0321 | -84.2013 | SOUTH GRIFFIN |  |  | 33.0321 | -84.2013 | 2028-06-01 | 0 |  |  |  | 2026-01-01 | 230/115/69 | substation | unlocated | 325
GTC-20503 | Georgia Transmission Corp. | GA | GTC: BARNEYVILLE - EAST MOULTRIE 115KV NEW LINE | BARNEYVILLE | 31.2141 | -83.4541 | EAST MOULTRIE | 31.2422 | -83.7435 | 31.2281 | -83.5988 | 2028-06-01 | 0 |  |  |  | 2025-06-01 | 115 | new_line | town | 326
GTC-20873 | Georgia Transmission Corp. | GA | GTC: BONAIRE PRIMARY 500/230KV XFMR REPLCMNT & RELAY MOD | BONAIRE PRIMARY | 32.5648 | -83.6 |  |  |  | 32.5648 | -83.6 | 2028-06-01 | 0 |  |  |  | 2024-03-14 | 500/230 | substation_equipment | osm | 327
GTC-19992 | Georgia Transmission Corp. | GA | GTC: BOSTWICK - EAST SOCIAL CIRCLE 230KV RECONDUCTOR | BOSTWICK | 33.7374 | -83.5145 | EAST SOCIAL CIRCLE | 33.6742 | -83.6793 | 33.7058 | -83.5969 | 2028-06-01 | 0 |  |  |  | 2024-12-31 | 230 | reconductor | town | 328
GPC-20777 | Georgia Power | GA | JACK MCDONOUGH - NORTHWEST (BLACK) 230KV RECONDUCTOR | JACK MCDONOUGH | 33.8623 | -84.4512 | NORTHWEST (BLACK) | 33.9364 | -84.4023 | 33.8994 | -84.4268 | 2028-06-01 | 0 |  |  |  | 2025-06-01 | 230 | reconductor | town | 329
MEAG-19629 | MEAG Power | GA | MEAG: BRUMBLEY CREEK - SOUTH BAINBRIDGE 115KV REBUILD | BRUMBLEY CREEK | 30.8823 | -84.1442 | SOUTH BAINBRIDGE | 30.8396 | -84.4889 | 30.861 | -84.3165 | 2028-06-01 | 0 |  |  |  | 2024-01-01 | 115 | rebuild | town | 330
MEAG-19630 | MEAG Power | GA | MEAG: THOMASVILLE 230/115KV AUTOBANK REPLACEMENT | THOMASVILLE | 30.9085 | -84.005 |  |  |  | 30.9085 | -84.005 | 2028-06-01 | 0 |  |  |  | 2027-06-01 | 230/115 | substation_equipment | osm | 331
GPC-20482 | Georgia Power | GA | PITTMAN ROAD - WEST POINT DAM (USA) 115KV REBUILD | PITTMAN ROAD |  |  | WEST POINT DAM (USA) | 32.9186 | -85.1904 | 32.9186 | -85.1904 | 2028-06-01 | 0 |  |  |  | 2025-06-01 | 115 | rebuild | unlocated | 332
GPC-20656 | Georgia Power | GA | PLANT YATES BREAKER AND HALF STATION | PLANT YATES | 33.4576 | -84.897 |  |  |  | 33.4576 | -84.897 | 2028-06-01 | 0 |  |  |  | 2024-05-01 |  | substation_equipment | osm | 333
GPC-20783 | Georgia Power | GA | SAV: COLEMAN - DEAN FOREST 115KV LINE REBUILD | COLEMAN | 32.1077 | -81.2269 | DEAN FOREST | 32.0835 | -81.1887 | 32.0956 | -81.2078 | 2028-06-01 | 4 | DESC-06367D-G | DESC-6808S | DESC-0139M,N | 2025-06-01 | 115 | rebuild | osm | 334
GPC-20407 | Georgia Power | GA | SAV: MAGNOLIA - TRUMAN PARKWAY 115KV REBUILD | MAGNOLIA | 32.0227 | -81.0862 | TRUMAN PARKWAY | 32.0124 | -81.0829 | 32.0175 | -81.0845 | 2028-06-01 | 4 | DESC-6808S | DESC-06367D-G | DESC-06367A-C,H | 2025-06-01 | 115 | rebuild | town | 335
GPC-21069 | Georgia Power | GA | SMART VALVES AT EAST VILLA RICA SWITCHING STATION | SMART VALVES AT EAST VILLA RICA SWITCHING STATION | [7 empty] | 2028-06-01 | 0 |  |  |  | 2028-06-01 | 230 | substation_equipment | unlocated | 336
GPC-20768 | Georgia Power | GA | SOUTH MACON 115KV BUSES 1 & 2 REPLACEMENT | SOUTH MACON | 32.8203 | -83.6262 |  |  |  | 32.8203 | -83.6262 | 2028-06-01 | 0 |  |  |  | 2025-01-15 | 115 | other | osm | 337
GPC-20274 | Georgia Power | GA | UNION CITY - YATES 230KV (BLACK) LINE REBUILD | UNION CITY | 33.5871 | -84.5424 | YATES | 33.4612 | -84.8965 | 33.5241 | -84.7195 | 2028-06-01 | 0 |  |  |  | 2025-06-01 | 230 | rebuild | town | 338
GPC-13166 | Georgia Power | GA | FIRST AVENUE - NORTH COLUMBUS 115KV LINE REBUILD | FIRST AVENUE | 32.8841 | -81.6599 | NORTH COLUMBUS |  |  | 32.8841 | -81.6599 | 2028-12-01 | 0 |  |  |  | 2028-01-01 | 115 | rebuild | town | 339
GTC-20586 | Georgia Transmission Corp. | GA | GTC: NORTH DUBLIN 230/115KV TRANSFORMERS AND BUS-TIE BREAKER | NORTH DUBLIN | 32.5456 | -82.9081 |  |  |  | 32.5456 | -82.9081 | 2028-12-01 | 0 |  |  |  | 2023-11-01 | 230/115 | substation_equipment | town | 340
GPC-21062 | Georgia Power | GA | ASHLEY PARK-WANSLEY 500KV | ASHLEY PARK-WANSLEY | [7 empty] | 2029-06-01 | 0 |  |  |  | 2024-12-01 | 500 | new_line | unlocated | 341
GPC-10222 | Georgia Power | GA | BLAKELY PRIMARY - HUCKLEBERRY 115KV REBUILD | BLAKELY PRIMARY | 31.3716 | -84.906 | HUCKLEBERRY |  |  | 31.3716 | -84.906 | 2029-06-01 | 0 |  |  |  | 2025-06-01 | 115 | rebuild | unlocated | 342
GPC-21047 | Georgia Power | GA | BROADWAY - ECHECONNEE 115 KV LINE REBUILD | BROADWAY | 32.7889 | -83.6517 | ECHECONNEE | 32.6851 | -83.7005 | 32.737 | -83.6761 | 2029-06-01 | 0 |  |  |  | 2025-01-01 | 115 | rebuild | town | 343
GPC-16887 | Georgia Power | GA | BUTLER - THOMASTON 230KV LINE CONVERSION | BUTLER | 32.571 | -84.2897 | THOMASTON | 32.8999 | -84.3125 | 32.7355 | -84.3011 | 2029-06-01 | 0 |  |  |  | 2025-01-01 | 230/115 | rebuild | osm | 344
GPC-21036 | Georgia Power | GA | BUZZARD ROOST - FACTORY SHOALS 230KV NEW LINE | BUZZARD ROOST | 32.9671 | -84.5366 | FACTORY SHOALS |  |  | 32.9671 | -84.5366 | 2029-06-01 | 0 |  |  |  | 2026-06-01 | 230 | new_line | town | 345
GPC-21142 | Georgia Power | GA | CONYERS - KLONDIKE 230 KV SECOND LINE | CONYERS | 33.6676 | -84.0177 | KLONDIKE | 33.637 | -84.1245 | 33.6523 | -84.0711 | 2029-06-01 | 0 |  |  |  | 2026-06-01 | 230 | new_line | town | 346
GPC-21138 | Georgia Power | GA | GLENWOOD SPRINGS - PORTERDALE PRIMARY 230KV LINE SWITCH REPL | GLENWOOD SPRINGS | 33.3018 | -83.404 | PORTERDALE PRIMARY |  |  | 33.3018 | -83.404 | 2029-06-01 | 0 |  |  |  | 2029-06-01 | 230 | substation_equipment | unlocated | 347
GTC-21112 | Georgia Transmission Corp. | GA | GTC: BARNESVILLE PRIMARY - THOMASTON 230KV | BARNESVILLE PRIMARY | 33.0321 | -84.2013 | THOMASTON | 32.8999 | -84.3125 | 32.966 | -84.2569 | 2029-06-01 | 0 |  |  |  | 2027-06-01 | 230 | new_line | osm | 348
GTC-10814 | Georgia Transmission Corp. | GA | GTC: BAY CREEK 230/115KV SECOND AUTO TRANSFORMER | BAY CREEK | 33.8681 | -83.8824 |  |  |  | 33.8681 | -83.8824 | 2029-06-01 | 1 | DESC-6807B |  |  | 2028-06-01 | 230/115 | substation_equipment | osm | 349
GTC-21140 | Georgia Transmission Corp. | GA | GTC: BONAIRE PRIMARY - EASTMAN PRIMARY 115 KV LINE REBUILD | BONAIRE PRIMARY | 32.5648 | -83.6 | EASTMAN PRIMARY | 32.2133 | -83.1614 | 32.389 | -83.3807 | 2029-06-01 | 0 |  |  |  | 2026-01-01 | 115 | rebuild | osm | 350
GTC-20849 | Georgia Transmission Corp. | GA | GTC: CLIFTONDALE - LINE CREEK 230KV LINE | CLIFTONDALE | 33.6448 | -84.5947 |  |  |  | 33.6448 | -84.5947 | 2029-06-01 | 0 |  |  |  | 2026-06-01 | 230 | rebuild | town | 351
GTC-19950 | Georgia Transmission Corp. | GA | GTC: DRESDEN - TALBOT 500KV LINE | DRESDEN | 33.3511 | -84.906 | TALBOT | 32.5883 | -84.6922 | 32.9697 | -84.7991 | 2029-06-01 | 0 |  |  |  | 2025-06-01 | 500/230 | new_line | osm | 352
GTC-20760 | Georgia Transmission Corp. | GA | GTC: HOPEWELL 230/115 KV BANK A | HOPEWELL | 34.1742 | -84.2834 |  |  |  | 34.1742 | -84.2834 | 2029-06-01 | 1 | DESC-6807B |  |  | 2028-06-01 | 230/115 | substation_equipment | osm | 353
GTC-21123 | Georgia Transmission Corp. | GA | GTC: TENASKA - WANSLEY 500KV NEW LINE | TENASKA | 33.3516 | -84.9981 | WANSLEY | 33.411 | -85.0308 | 33.3813 | -85.0144 | 2029-06-01 | 0 |  |  |  | 2024-12-01 | 500 | new_line | osm | 354
GPC-21141 | Georgia Power | GA | LLOYD SHOALS - PORTERDALE PRIMARY 115KV REBUILD | LLOYD SHOALS | 33.3206 | -83.841 | PORTERDALE PRIMARY |  |  | 33.3206 | -83.841 | 2029-06-01 | 0 |  |  |  | 2026-03-01 | 115 | rebuild | unlocated | 355
GPC-20285 | Georgia Power | GA | LOWER RIVER - WEBB (APC) 115KV RECONDUCTOR | LOWER RIVER | 33.6142 | -85.287 | WEBB (APC) |  |  | 33.6142 | -85.287 | 2029-06-01 | 0 |  |  |  | 2025-06-01 | 115 | reconductor | unlocated | 356
GPC-19621 | Georgia Power | GA | MCEVER ROAD - SHOAL CREEK 115KV REBUILD | MCEVER ROAD | 34.2729 | -83.8738 | SHOAL CREEK | 34.2686 | -83.9269 | 34.2707 | -83.9003 | 2029-06-01 | 1 | DESC-6807B |  |  | 2024-12-31 | 115 | rebuild | inferred | 357
GPC-20346 | Georgia Power | GA | MCMANUS - WEST BRUNSWICK 115KV REBUILD | MCMANUS | 31.2131 | -81.5453 | WEST BRUNSWICK | 31.2799 | -81.5587 | 31.2465 | -81.552 | 2029-06-01 | 0 |  |  |  | 2026-01-01 | 115 | rebuild | osm | 358
MEAG-17706 | MEAG Power | GA | MEAG: AULTMAN ROAD - FORT VALLEY #1 115 KV REBUILD | AULTMAN ROAD | 32.5634 | -83.74 | FORT VALLEY #1 | 32.5614 | -83.8723 | 32.5624 | -83.8061 | 2029-06-01 | 0 |  |  |  | 2026-06-01 | 115 | rebuild | osm_fuzzy | 359
MEAG-11051 | MEAG Power | GA | MEAG: SLAPPEY DRIVE - WESTOVER 115KV LINE REBUILD | SLAPPEY DRIVE | 33.4343 | -84.6593 | WESTOVER |  |  | 33.4343 | -84.6593 | 2029-06-01 | 0 |  |  |  | 2026-06-01 | 115 | rebuild | town | 360
GPC-20757 | Georgia Power | GA | NORCROSS - NORTH DRUID HILLS 115KV REBUILD | NORCROSS | 33.9326 | -84.2134 | NORTH DRUID HILLS | 33.8206 | -84.3194 | 33.8766 | -84.2664 | 2029-06-01 | 1 | DESC-6807B |  |  | 2025-01-01 | 115 | rebuild | town | 361
GPC-21006 | Georgia Power | GA | SAV: BOULEVARD - MAGNOLIA 115 KV LINE REBUILD | BOULEVARD | 32.0412 | -81.1445 | MAGNOLIA | 32.0227 | -81.0862 | 32.032 | -81.1153 | 2029-06-01 | 4 | DESC-6808S | DESC-06367D-G | DESC-0139M,N | 2027-01-01 | 115 | rebuild | osm | 362
GPC-21023 | Georgia Power | GA | SAV: DEAN FOREST - LITTLE OGEECHEE 230 KV REBUILD | DEAN FOREST | 32.0835 | -81.1887 | LITTLE OGEECHEE | 32.0068 | -81.2532 | 32.0451 | -81.2209 | 2029-06-01 | 4 | DESC-06367D-G | DESC-6808S | DESC-0139M,N | 2026-01-01 | 230 | rebuild | osm | 363
GPC-20989 | Georgia Power | GA | SAV: RICE HOPE NEW AUTO TRANSFORMER | RICE HOPE NEW AUTO TRANSFORMER | [7 empty] | 2029-06-01 | 0 |  |  |  | 2025-06-01 | 230/115 | substation_equipment | unlocated | 364
GPC-13628 | Georgia Power | GA | SOUTH BAINBRIDGE - SINAI (FPL) 115KV LINE RECONDUCTOR | SOUTH BAINBRIDGE | 30.8396 | -84.4889 | SINAI (FPL) |  |  | 30.8396 | -84.4889 | 2029-06-01 | 0 |  |  |  | 2025-06-01 | 115 | reconductor | unlocated | 365
GPC-20248 | Georgia Power | GA | BAY CREEK - CONYERS 230KV REBUILD | BAY CREEK | 33.8681 | -83.8824 | CONYERS | 33.6676 | -84.0177 | 33.7679 | -83.95 | 2029-12-31 | 1 | DESC-6807B |  |  | 2029-12-31 | 230 | rebuild | town | 366
GPC-21129 | Georgia Power | GA | ANNISTON - HAMMOND 230KV LINE | ANNISTON | 33.7517 | -84.3376 | HAMMOND | 34.2512 | -85.3456 | 34.0014 | -84.8416 | 2030-06-01 | 0 |  |  |  | 2025-06-01 | 230 | rebuild | town | 367
GPC-20764 | Georgia Power | GA | ATKINSON - NORTHSIDE DRIVE 115KV REBUILD | ATKINSON | 33.8255 | -84.4714 | NORTHSIDE DRIVE | 33.7803 | -84.4076 | 33.8029 | -84.4395 | 2030-06-01 | 0 |  |  |  | 2027-06-01 | 115 | rebuild | town | 368
GPC-20761 | Georgia Power | GA | ATKINSON - NORTHWEST 115KV REBUILD | ATKINSON | 33.8255 | -84.4714 | NORTHWEST | 33.7608 | -84.4013 | 33.7931 | -84.4363 | 2030-06-01 | 0 |  |  |  | 2027-06-01 | 115 | rebuild | town | 369
GPC-21130 | Georgia Power | GA | CC - NORTH GEORGIA DATA NETWORK UPGRADES | NORTH GEORGIA DATA NETWORK UPGRADES | [7 empty] | 2030-06-01 | 0 |  |  |  | 2026-06-01 | 115/46 | new_line | unlocated | 370
GPC-10478 | Georgia Power | GA | CORNELIA - TALLULAH LODGE 115KV REBUILD | CORNELIA | 34.5115 | -83.5271 | TALLULAH LODGE | 34.4342 | -83.385 | 34.4728 | -83.456 | 2030-06-01 | 0 |  |  |  | 2027-06-01 | 115 | rebuild | town | 371
DU-18669 | Dalton Utilities | GA | DU: DAWSON CROSSING - NELSON (WHITE) 115 KV REBUILD | DAWSON CROSSING | 34.3781 | -84.1336 | NELSON (WHITE) | 34.3866 | -84.3788 | 34.3824 | -84.2562 | 2030-06-01 | 1 | DESC-6807B |  |  | 2024-12-31 | 115 | rebuild | osm | 372
GPC-21097 | Georgia Power | GA | EAST POINT - TRIBUTARY 230KV REBUILD | EAST POINT | 33.6763 | -84.463 | TRIBUTARY | 33.7129 | -84.6426 | 33.6946 | -84.5528 | 2030-06-01 | 0 |  |  |  | 2027-06-01 | 230 | rebuild | town | 373
GPC-20480 | Georgia Power | GA | EAST POINT - UNION CITY 230KV BLACK LINE RECONDUCTOR | EAST POINT | 33.6763 | -84.463 | UNION CITY | 33.5871 | -84.5424 | 33.6317 | -84.5027 | 2030-06-01 | 0 |  |  |  | 2028-06-01 | 230 | reconductor | town | 374
GPC-19627 | Georgia Power | GA | ECHECONNEE-WELLSTON 115KV LINE REBUILD | ECHECONNEE-WELLSTON | [7 empty] | 2030-06-01 | 0 |  |  |  | 2023-06-01 | 115 | rebuild | unlocated | 375
GPC-21063 | Georgia Power | GA | FARLEY (APC)-TAZEWELL 500KV | FARLEY (APC)-TAZEWELL | [7 empty] | 2030-06-01 | 0 |  |  |  | 2024-12-01 | 500/230 | new_line | unlocated | 376
GPC-12120 | Georgia Power | GA | GAINESVILLE #2 - MCEVER ROAD 115 KV REBUILD | GAINESVILLE #2 | 34.263 | -83.8097 | MCEVER ROAD | 34.2729 | -83.8738 | 34.268 | -83.8417 | 2030-06-01 | 1 | DESC-6807B |  |  | 2025-12-31 | 115 | rebuild | osm | 377
GPC-20298 | Georgia Power | GA | GLENWOOD SPRINGS - LAKE OCONEE 115KV LINE REBUILD | GLENWOOD SPRINGS | 33.3018 | -83.404 | LAKE OCONEE | 33.4595 | -83.2475 | 33.3807 | -83.3257 | 2030-06-01 | 0 |  |  |  | 2027-06-01 | 115 | rebuild | town | 378
GPC-21128 | Georgia Power | GA | GOAT ROCK REACTORS INSTALLATION | GOAT ROCK REACTORS INSTALLATION | [7 empty] | 2030-06-01 | 0 |  |  |  | 2028-06-01 | 230 | substation_equipment | unlocated | 379
GPC-19996 | Georgia Power | GA | GOLDENS CREEK - WARRENTON PRIMARY 230KV REBUILD | GOLDENS CREEK |  |  | WARRENTON PRIMARY | 33.3805 | -82.6873 | 33.3805 | -82.6873 | 2030-06-01 | 0 |  |  |  | 2028-06-01 | 230 | rebuild | unlocated | 380
GPC-20428 | Georgia Power | GA | GORDON-SANDERSVILLE #1 115KV LINE REBUILD (DEEPSTEP-SAND #6) | GORDON-SANDERSVILLE #1 | 32.9915 | -82.7939 |  |  |  | 32.9915 | -82.7939 | 2030-06-01 | 0 |  |  |  | 2023-12-01 | 115 | rebuild | town | 381
GPC-21116 | Georgia Power | GA | GOSHEN AREA STRATEGIC SOLUTION | GOSHEN AREA STRATEGIC SOLUTION | [7 empty] | 2030-06-01 | 0 |  |  |  | 2025-06-01 | 230 | new_line | unlocated | 382
GTC-21073 | Georgia Transmission Corp. | GA | GTC: BIG SMARR - TOMOCHICHI 500KV | BIG SMARR |  |  | TOMOCHICHI | 32.0781 | -81.0929 | 32.0781 | -81.0929 | 2030-06-01 | 4 | DESC-6808S | DESC-06367A-C,H | DESC-06367D-G | 2024-12-01 | 500 | new_line | unlocated | 383
GTC-21014 | Georgia Transmission Corp. | GA | GTC: BUZZARD ROOST - CAVENDER DRIVE 230KV NEW LINE | BUZZARD ROOST | 32.9671 | -84.5366 | CAVENDER DRIVE |  |  | 32.9671 | -84.5366 | 2030-06-01 | 0 |  |  |  | 2026-06-01 | 230 | new_line | town | 384
GTC-21013 | Georgia Transmission Corp. | GA | GTC: CAVENDER DRIVE 500/230KV AUTOBANK | CAVENDER DRIVE | 34.7294 | -85.0014 |  |  |  | 34.7294 | -85.0014 | 2030-06-01 | 0 |  |  |  | 2026-06-01 | 500/230 | substation_equipment | town | 385
GTC-20375 | Georgia Transmission Corp. | GA | GTC: EAST WATKINSVILLE 230 KV STATION MODIFICATION | EAST WATKINSVILLE | 33.8605 | -83.3848 |  |  |  | 33.8605 | -83.3848 | 2030-06-01 | 0 |  |  |  | 2028-06-01 | 230 | substation_equipment | osm | 386
GTC-21131 | Georgia Transmission Corp. | GA | GTC: POND FORK - MIDWAY 115KV LINE | POND FORK | 34.2495 | -83.7396 | MIDWAY |  |  | 34.2495 | -83.7396 | 2030-06-01 | 1 | DESC-6807B |  |  | 2026-06-01 | 115/46/230 | new_line | town | 387
GTC-21077 | Georgia Transmission Corp. | GA | GTC: ROCKVILLE - TIGER CREEK -WARTHEN 500KV LINES | ROCKVILLE | 33.3276 | -83.2188 | TIGER CREEK -WARTHEN |  |  | 33.3276 | -83.2188 | 2030-06-01 | 0 |  |  |  | 2024-12-01 | 500/230 | new_line | unlocated | 388
GTC-21076 | Georgia Transmission Corp. | GA | GTC: TALBOT #2 - TAZEWELL 500KV LINE | TALBOT #2 | 32.5883 | -84.6922 | TAZEWELL | 32.3795 | -84.4402 | 32.4839 | -84.5662 | 2030-06-01 | 0 |  |  |  | 2024-12-01 | 500 | new_line | town | 389
GTC-21094 | Georgia Transmission Corp. | GA | GTC: TIGER CREEK-ROCKVILLE-NORTH SPA 230KV PROJECT | TIGER CREEK-ROCKVILLE-NORTH SPA | [7 empty] | 2030-06-01 | 0 |  |  |  | 2025-01-01 | 230 | new_line | unlocated | 390
GPC-20789 | Georgia Power | GA | JEFFERSON ROAD - WINDER PRIMARY 115KV REBUILD | JEFFERSON ROAD | 33.9778 | -83.5795 | WINDER PRIMARY | 33.9955 | -83.7531 | 33.9866 | -83.6663 | 2030-06-01 | 1 | DESC-6807B |  |  | 2025-06-01 | 115 | rebuild | osm_fuzzy | 391
GPC-20284 | Georgia Power | GA | KETTLE CREEK PRIMARY - PINE GROVE PRIMARY 115KV REBUILD | KETTLE CREEK PRIMARY |  |  | PINE GROVE PRIMARY | 30.8816 | -83.228 | 30.8816 | -83.228 | 2030-06-01 | 0 |  |  |  | 2026-06-02 | 115 | rebuild | unlocated | 392
MEAG-21118 | MEAG Power | GA | MEAG: ATHENA - WARRENTON 230KV CONVERSION | ATHENA | 33.9764 | -83.3461 | WARRENTON |  |  | 33.9764 | -83.3461 | 2030-06-01 | 0 |  |  |  | 2025-06-01 | 230/115 | rebuild | osm | 393
GPC-20857 | Georgia Power | GA | NEW CAVENDER DRIVE - TRIBUTARY 230KV LINE | NEW CAVENDER DRIVE |  |  | TRIBUTARY | 33.7129 | -84.6426 | 33.7129 | -84.6426 | 2030-06-01 | 0 |  |  |  | 2026-06-01 | 230 | new_line | unlocated | 394
GPC-21093 | Georgia Power | GA | NORTH SPA 230KV STRATEGIC PROJECT | NORTH SPA | 33.8658 | -78.6499 |  |  |  | 33.8658 | -78.6499 | 2030-06-01 | 0 |  |  |  | 2025-01-01 | 230 | new_line | town | 395
GPC-19995 | Georgia Power | GA | TALLULAH LODGE - TOCCOA 115 KV REBUILD | TALLULAH LODGE | 34.4342 | -83.385 | TOCCOA | 34.5809 | -83.3527 | 34.5076 | -83.3689 | 2030-06-01 | 0 |  |  |  | 2025-12-31 | 115 | rebuild | inferred | 396
GPC-21098 | Georgia Power | GA | TRIBUTARY - THORNTON RD 230KV REBUILD | TRIBUTARY | 33.7129 | -84.6426 | THORNTON RD | 33.8006 | -84.6498 | 33.7568 | -84.6462 | 2030-06-01 | 0 |  |  |  | 2027-06-01 | 230 | rebuild | town | 397
GPC-20160 | Georgia Power | GA | THOMASTON 230 NEW BUILD SUB | THOMASTON | 32.8999 | -84.3125 |  |  |  | 32.8999 | -84.3125 | 2030-11-01 | 0 |  |  |  | 2026-01-01 | 230/115 | new_line | osm | 398
GPC-18848 | Georgia Power | GA | BAINBRIDGE TRANSMISSION: EAST RIVER ROAD, EAST BAINBRIDGE | BAINBRIDGE TRANSMISSION: EAST RIVER ROAD, EAST BAINBRIDGE | [7 empty] | 2030-12-31 | 0 |  |  |  | 2023-06-01 | 115 | substation_equipment | unlocated | 399
GPC-19626 | Georgia Power | GA | GLENWOOD SPRINGS 115KV CAP BANK | GLENWOOD SPRINGS | 33.3018 | -83.404 |  |  |  | 33.3018 | -83.404 | 2030-12-31 | 0 |  |  |  | 2028-01-01 | 115 | substation_equipment | town | 400
GPC-20690 | Georgia Power | GA | EAST POINT - UNION CITY (WHITE) 230KV REBUILD | EAST POINT | 33.6763 | -84.463 | UNION CITY (WHITE) |  |  | 33.6763 | -84.463 | 2031-05-01 | 0 |  |  |  | 2028-06-01 | 230 | rebuild | unlocated | 401
GPC-19632 | Georgia Power | GA | AVERY - HOPEWELL 115KV RECONDUCTOR | AVERY | 34.217 | -84.3858 | HOPEWELL | 34.1742 | -84.2834 | 34.1956 | -84.3346 | 2031-06-01 | 1 | DESC-6807B |  |  | 2028-01-01 | 115 | reconductor | osm | 402
GPC-10811 | Georgia Power | GA | BOWEN #10 500/230KV AUTOBANK REPLACEMENT | BOWEN # | 34.1216 | -84.9223 |  |  |  | 34.1216 | -84.9223 | 2031-06-01 | 0 |  |  |  | 2025-06-01 | 500/230 | substation_equipment | osm | 403
GPC-20756 | Georgia Power | GA | HATCH - WADLEY 500 KV LINE STRATEGIC PROJECT | HATCH | 31.9347 | -82.3477 | WADLEY |  |  | 31.9347 | -82.3477 | 2031-06-01 | 0 |  |  |  | 2024-07-03 | 500 | new_line | osm | 404
MEAG-21099 | MEAG Power | GA | MEAG: PIO NONO 230/115KV AREA SOLUTION | PIO NONO | 32.8009 | -83.6642 |  |  |  | 32.8009 | -83.6642 | 2031-06-01 | 0 |  |  |  | 2025-01-01 | 230/115 | new_line | town | 405
MEAG-21114 | MEAG Power | GA | MEAG: SOUTH GRIFFIN 230/115KV BANK #5 | SOUTH GRIFFIN | 31.7776 | -83.396 |  |  |  | 31.7776 | -83.396 | 2032-06-01 | 0 |  |  |  | 2030-06-01 | 230/115 | substation_equipment | town | 406
GPC-20784 | Georgia Power | GA | SAV: COLEMAN - MELDRIM 115KV LINE REBUILD | COLEMAN | 32.1077 | -81.2269 | MELDRIM | 32.1553 | -81.3684 | 32.1315 | -81.2976 | 2032-06-01 | 4 | DESC-06367D-G | DESC-6808S | DESC-0139M,N | 2029-06-01 | 115 | rebuild | osm | 407
GPC-20767 | Georgia Power | GA | ARKWRIGHT BUS AND JUMPER REPLACEMENT | ARKWRIGHT BUS |  |  | JUMPER REPLACEMENT |  |  |  |  | 2033-06-01 | 0 |  |  |  | 2029-06-01 | 115 | substation_equipment | unlocated | 408
GPC-20758 | Georgia Power | GA | BAY CREEK - CONYERS 230KV LIMITING ELEMENT REPLACEMENT | BAY CREEK | 33.8681 | -83.8824 | CONYERS | 33.6676 | -84.0177 | 33.7679 | -83.95 | 2033-06-01 | 1 | DESC-6807B |  |  | 2031-06-01 | 230 | substation_equipment | town | 409
GPC-20793 | Georgia Power | GA | EVANS PRIMARY - THURMOND DAM (USA) #5 115KV REBUILD | EVANS PRIMARY | 33.544 | -82.1686 | THURMOND DAM (USA) #5 | 33.6601 | -82.1959 | 33.6021 | -82.1823 | 2033-06-01 | 5 | DESC-6809E | DESC-6809G | DESC-6810A | 2029-06-01 | 115 | rebuild | osm | 410
GPC-20794 | Georgia Power | GA | EVANS PRIMARY - THURMOND DAM (USA) #6 115KV REBUILD | EVANS PRIMARY | 33.544 | -82.1686 | THURMOND DAM (USA) #6 | 33.6601 | -82.1959 | 33.6021 | -82.1823 | 2033-06-01 | 5 | DESC-6809E | DESC-6809G | DESC-6810A | 2030-06-01 | 115 | rebuild | osm | 411
GTC-12217 | Georgia Transmission Corp. | GA | GTC: CENTER PRIMARY - CLARKSBORO 230 KV REBUILD | CENTER PRIMARY | 34.0534 | -83.3981 | CLARKSBORO | 34.0412 | -83.4982 | 34.0473 | -83.4482 | 2033-06-01 | 0 |  |  |  | 2028-06-01 | 230 | rebuild | town | 412
GTC-20773 | Georgia Transmission Corp. | GA | GTC: CLARKSBORO - WINDER PRIMARY 230KV REBUILD | CLARKSBORO | 34.0412 | -83.4982 | WINDER PRIMARY | 33.9955 | -83.7531 | 34.0183 | -83.6257 | 2033-06-01 | 1 | DESC-6807B |  |  | 2029-06-01 | 230 | rebuild | town | 413
GTC-12147 | Georgia Transmission Corp. | GA | GTC: EAST SOCIAL CIRCLE - SNELLVILLE 230KV EQUIPMENT UPGRADE | EAST SOCIAL CIRCLE | 33.6742 | -83.6793 | SNELLVILLE | 33.8389 | -84.0481 | 33.7565 | -83.8637 | 2033-06-01 | 1 | DESC-6807B |  |  | 2030-06-01 | 230 | rebuild | osm | 414
GTC-21075 | Georgia Transmission Corp. | GA | GTC: EAST WALTON - MIDDLE FORK 500KV | EAST WALTON | 33.0919 | -83.2257 | MIDDLE FORK | 34.4225 | -83.3586 | 33.7572 | -83.2921 | 2033-06-01 | 0 |  |  |  | 2024-12-01 | 500 | new_line | town | 415
GTC-20791 | Georgia Transmission Corp. | GA | GTC: SHOAL CREEK - SOUTH HALL 230KV REBUILD | SHOAL CREEK | 33.8711 | -83.6403 | SOUTH HALL | 34.2186 | -83.8026 | 34.0449 | -83.7214 | 2033-06-01 | 1 | DESC-6807B |  |  | 2029-06-01 | 230 | rebuild | town | 416
GPC-21053 | Georgia Power | GA | MCEVER ROAD - SHOAL CREEK 115KV REBUILD | MCEVER ROAD | 34.2729 | -83.8738 | SHOAL CREEK | 34.2686 | -83.9269 | 34.2707 | -83.9003 | 2033-06-01 | 1 | DESC-6807B |  |  | 2030-06-01 | 115 | rebuild | inferred | 417
GPC-09661 | Georgia Power | GA | MCGRAU FORD - MIDDLE FORK 500KV LINE PROJECT | MCGRAU FORD | 34.3265 | -84.337 | MIDDLE FORK | 34.4225 | -83.3586 | 34.3745 | -83.8478 | 2033-06-01 | 1 | DESC-6807B |  |  | 2026-06-01 | 500 | new_line | town | 418
GPC-20796 | Georgia Power | GA | SAV: MELDRIM BANK D REPLACEMENT | MELDRIM | 32.1553 | -81.3684 |  |  |  | 32.1553 | -81.3684 | 2033-06-01 | 4 | DESC-06367D-G | DESC-0139M,N | DESC-6808S | 2030-06-01 | 230/115 | substation_equipment | osm | 419
GPC-14222 | Georgia Power | GA | THOMSON PRIMARY 230/115KV SECOND TRANSFORMER | THOMSON PRIMARY | 33.454 | -82.4142 |  |  |  | 33.454 | -82.4142 | 2033-06-01 | 3 | DESC-6809G | DESC-6809E | DESC-6810A | 2025-08-01 | 230/115 | substation_equipment | osm | 420
GPC-20759 | Georgia Power | GA | WINDER PRIMARY 230KV BUS 1-2 PARALLEL BUS-TIE INSTALLATION | WINDER PRIMARY | 33.9955 | -83.7531 |  |  |  | 33.9955 | -83.7531 | 2033-06-01 | 1 | DESC-6807B |  |  | 2031-06-01 | 230 | substation_equipment | osm | 421
GPC-10487 | Georgia Power | GA | PINE GROVE PRIMARY - WEST VALDOSTA 115 KV RECONDUCTOR | PINE GROVE PRIMARY | 30.8816 | -83.228 | WEST VALDOSTA | 30.8461 | -83.2543 | 30.8639 | -83.2412 | 2033-12-31 | 0 |  |  |  | 2029-12-31 | 115 | reconductor | osm_fuzzy | 422
GPC-18700 | Georgia Power | GA | DAWSON CROSSING - GAINESVILLE #1 115 KV | DAWSON CROSSING | 34.3781 | -84.1336 | GAINESVILLE #1 | 34.3395 | -83.8305 | 34.3588 | -83.982 | 2034-06-01 | 1 | DESC-6807B |  |  | 2032-06-01 | 115 | other | osm | 423
GPC-20787 | Georgia Power | GA | SAV: LITTLE OGEECHEE 230/115KV BANK REPLACEMENT | LITTLE OGEECHEE | 32.0068 | -81.2532 |  |  |  | 32.0068 | -81.2532 | 2034-06-01 | 0 |  |  |  | 2030-06-01 | 230/115 | substation_equipment | osm | 424
GPC-17993 | Georgia Power | GA | EVANS PRIMARY - THOMSON PRIMARY 115KV REBUILD | EVANS PRIMARY | 33.544 | -82.1686 | THOMSON PRIMARY | 33.454 | -82.4142 | 33.499 | -82.2914 | 2034-12-31 | 5 | DESC-6809E | DESC-6809G | DESC-6810A | 2031-01-01 | 115 | rebuild | osm | 425

## overlaps
overlap_id | distance_mi | time_gap (day) | utility_a | project_id_a | project_name_a | utility_b | project_id_b | project_name_b | closest_point_mi | tier | build_overlap_days | timeline | score | rank
OVL_1 | 9.89 | 72 | Dominion Energy South Carolina | DESC-6852 | Urquhart – Toolebeck 115kV line: Rebuild | Georgia Power | GPC-16007 | FENWICK STREET - SAND BAR FERRY 115KV (RECONDUCTOR/REBUILD) | 1.3 | 3 | 1247 | concurrent | 93.3 | 1
OVL_2 | 7.52 | 517 | Dominion Energy South Carolina | DESC-06367D-G | Jasper – Okatie 230 kV #2: Construct | Georgia Power | GPC-20065 | SAV: GOSHEN (SAV) - MCINTOSH 115KV LINE REBUILD | 3.4 | 3 | 213 | concurrent | 85.4 | 2
OVL_3 | 13.15 | 517 | Dominion Energy South Carolina | DESC-6809E | Stevens Creek - Hooks 115kV/LR Plumb Branch 46kV Rebuilds | Georgia Power | GPC-16007 | FENWICK STREET - SAND BAR FERRY 115KV (RECONDUCTOR/REBUILD) | 6.64 | 4 | 730 | concurrent | 82.5 | 3
OVL_4 | 13.15 | 152 | Dominion Energy South Carolina | DESC-6809G | Stevens Creek - Hooks 115kV/LR Plumb Branch 46kV | Georgia Power | GPC-16007 | FENWICK STREET - SAND BAR FERRY 115KV (RECONDUCTOR/REBUILD) | 6.64 | 4 | 730 | concurrent | 82.5 | 4
OVL_5 | 5.01 | 152 | Dominion Energy South Carolina | DESC-06367D-G | Jasper – Okatie 230 kV #2: Construct | Georgia Power | GPC-20277 | SAV: MCINTOSH - PURRYSBURG 230KV REACTORS | 3.4 | 3 | 730 | concurrent | 82.1 | 5
OVL_6 | 11.75 | 517 | Dominion Energy South Carolina | DESC-06367D-G | Jasper – Okatie 230 kV #2: Construct | Georgia Power | GPC-20785 | SAV: GOSHEN (SAV) - KRAFT 115KV LINE REBUILD | 9.08 | 4 | 578 | concurrent | 78.1 | 6
OVL_7 | 14.95 | 730 | Dominion Energy South Carolina | DESC-6808S | Okatie-Bluffton 115kV: Rebuild | Georgia Power | GPC-20785 | SAV: GOSHEN (SAV) - KRAFT 115KV LINE REBUILD | 11.9 | 4 | 365 | concurrent | 75.5 | 7
OVL_8 | 6.8 | 517 | Dominion Energy South Carolina | DESC-0139M,N | Okatie 230-115kV Substation, Jasper – Yemassee 230kV #1 Fold-in | Georgia Power | GPC-20277 | SAV: MCINTOSH - PURRYSBURG 230KV REACTORS | 8.88 | 4 | 365 | concurrent | 74 | 8
OVL_9 | 3.38 | 3074 | Dominion Energy South Carolina | DESC-6809E | Stevens Creek - Hooks 115kV/LR Plumb Branch 46kV Rebuilds | Georgia Power | GPC-20793 | EVANS PRIMARY - THURMOND DAM (USA) #5 115KV REBUILD | 0 | 1 | 0 | separate | 72.3 | 9
OVL_10 | 3.38 | 3074 | Dominion Energy South Carolina | DESC-6809E | Stevens Creek - Hooks 115kV/LR Plumb Branch 46kV Rebuilds | Georgia Power | GPC-20794 | EVANS PRIMARY - THURMOND DAM (USA) #6 115KV REBUILD | 0 | 1 | 0 | separate | 72.3 | 10
OVL_11 | 3.38 | 2709 | Dominion Energy South Carolina | DESC-6809G | Stevens Creek - Hooks 115kV/LR Plumb Branch 46kV | Georgia Power | GPC-20793 | EVANS PRIMARY - THURMOND DAM (USA) #5 115KV REBUILD | 0 | 1 | 0 | separate | 72.3 | 11
OVL_12 | 3.38 | 2709 | Dominion Energy South Carolina | DESC-6809G | Stevens Creek - Hooks 115kV/LR Plumb Branch 46kV | Georgia Power | GPC-20794 | EVANS PRIMARY - THURMOND DAM (USA) #6 115KV REBUILD | 0 | 1 | 0 | separate | 72.3 | 12
OVL_13 | 2.98 | 3074 | Dominion Energy South Carolina | DESC-6810A | Hooks - Thurmond 115kV Tie: Rebuild | Georgia Power | GPC-20793 | EVANS PRIMARY - THURMOND DAM (USA) #5 115KV REBUILD | 0 | 1 | 0 | separate | 72.3 | 13
OVL_14 | 2.98 | 3074 | Dominion Energy South Carolina | DESC-6810A | Hooks - Thurmond 115kV Tie: Rebuild | Georgia Power | GPC-20794 | EVANS PRIMARY - THURMOND DAM (USA) #6 115KV REBUILD | 0 | 1 | 0 | separate | 72.3 | 14
OVL_15 | 6.8 | 152 | Dominion Energy South Carolina | DESC-06367A-C,H | Riverport Tap: Construct Tap | Georgia Power | GPC-20277 | SAV: MCINTOSH - PURRYSBURG 230KV REACTORS | 8.88 | 4 | 730 | concurrent | 67.5 | 15
OVL_16 | 18.08 | 0 | Dominion Energy South Carolina | DESC-6808S | Okatie-Bluffton 115kV: Rebuild | Georgia Power | GPC-20067 | SAV: DEPTFORD - MAGNOLIA 115KV RECONDUCTOR | 15.94 | 4 | 882 | concurrent | 67.3 | 16
OVL_17 | 11.58 | 578 | Dominion Energy South Carolina | DESC-6810O | Urquhart – Aiken PSA 46 kV: Rebuild | Georgia Power | GPC-16007 | FENWICK STREET - SAND BAR FERRY 115KV (RECONDUCTOR/REBUILD) | 1.3 | 3 | 0 | back-to-back | 66.3 | 17
OVL_18 | 18.49 | 517 | Dominion Energy South Carolina | DESC-6810A | Hooks - Thurmond 115kV Tie: Rebuild | Georgia Power | GPC-16007 | FENWICK STREET - SAND BAR FERRY 115KV (RECONDUCTOR/REBUILD) | 15.49 | 4 | 730 | concurrent | 64.7 | 18
OVL_19 | 12.63 | 882 | Dominion Energy South Carolina | DESC-0139M,N | Okatie 230-115kV Substation, Jasper – Yemassee 230kV #1 Fold-in | Georgia Power | GPC-20785 | SAV: GOSHEN (SAV) - KRAFT 115KV LINE REBUILD | 11.9 | 4 | 213 | concurrent | 64.3 | 19
OVL_20 | 11.68 | 3652 | Dominion Energy South Carolina | DESC-6809E | Stevens Creek - Hooks 115kV/LR Plumb Branch 46kV Rebuilds | Georgia Power | GPC-17993 | EVANS PRIMARY - THOMSON PRIMARY 115KV REBUILD | 4.29 | 3 | 0 | separate | 63.7 | 20
OVL_21 | 11.68 | 3287 | Dominion Energy South Carolina | DESC-6809G | Stevens Creek - Hooks 115kV/LR Plumb Branch 46kV | Georgia Power | GPC-17993 | EVANS PRIMARY - THOMSON PRIMARY 115KV REBUILD | 4.29 | 3 | 0 | separate | 63.7 | 21
OVL_22 | 11.53 | 365 | Dominion Energy South Carolina | DESC-6808S | Okatie-Bluffton 115kV: Rebuild | Georgia Power | GPC-20277 | SAV: MCINTOSH - PURRYSBURG 230KV REACTORS | 8.88 | 4 | 517 | concurrent | 63 | 22
OVL_23 | 14.83 | 730 | Dominion Energy South Carolina | DESC-6808S | Okatie-Bluffton 115kV: Rebuild | Georgia Power | GPC-20065 | SAV: GOSHEN (SAV) - MCINTOSH 115KV LINE REBUILD | 8.88 | 4 | 0 | back-to-back | 62.5 | 23
OVL_24 | 11.38 | 3652 | Dominion Energy South Carolina | DESC-6810A | Hooks - Thurmond 115kV Tie: Rebuild | Georgia Power | GPC-17993 | EVANS PRIMARY - THOMSON PRIMARY 115KV REBUILD | 5.94 | 4 | 0 | separate | 60.3 | 24
OVL_25 | 20.85 | 213 | Dominion Energy South Carolina | DESC-06367D-G | Jasper – Okatie 230 kV #2: Construct | Georgia Power | GPC-20067 | SAV: DEPTFORD - MAGNOLIA 115KV RECONDUCTOR | 18.41 | 4 | 882 | concurrent | 59.4 | 25
OVL_26 | 18.56 | 561 | Dominion Energy South Carolina | DESC-06367D-G | Jasper – Okatie 230 kV #2: Construct | Georgia Power | GPC-20717 | CC - TOMOCHICHI 500/230KV SOLUTION (CC NETWORK IMPROVEMENTS) | 17.96 | 4 | 578 | concurrent | 55.8 | 26
OVL_27 | 9.8 | 882 | Dominion Energy South Carolina | DESC-0139M,N | Okatie 230-115kV Substation, Jasper – Yemassee 230kV #1 Fold-in | Georgia Power | GPC-20065 | SAV: GOSHEN (SAV) - MCINTOSH 115KV LINE REBUILD | 8.88 | 4 | 0 | back-to-back | 55.5 | 27
OVL_28 | 20.07 | 152 | Dominion Energy South Carolina | DESC-0139M,N | Okatie 230-115kV Substation, Jasper – Yemassee 230kV #1 Fold-in | Georgia Power | GPC-20067 | SAV: DEPTFORD - MAGNOLIA 115KV RECONDUCTOR | 18.41 | 4 | 730 | concurrent | 55.4 | 28
OVL_29 | 9.8 | 517 | Dominion Energy South Carolina | DESC-06367A-C,H | Riverport Tap: Construct Tap | Georgia Power | GPC-20065 | SAV: GOSHEN (SAV) - MCINTOSH 115KV LINE REBUILD | 8.88 | 4 | 213 | concurrent | 55.3 | 29
OVL_30 | 18.91 | 883 | Dominion Energy South Carolina | DESC-06367D-G | Jasper – Okatie 230 kV #2: Construct | Georgia Power | GPC-20783 | SAV: COLEMAN - DEAN FOREST 115KV LINE REBUILD | 18.32 | 4 | 213 | concurrent | 55.3 | 30
OVL_31 | 20.23 | 152 | Dominion Energy South Carolina | DESC-06367D-G | Jasper – Okatie 230 kV #2: Construct | Georgia Power | GPC-20066 | SAV: BOULEVARD - DEPTFORD 115KV RECONDUCTOR | 18.41 | 4 | 213 | concurrent | 55.2 | 31
OVL_32 | 24.6 | 487 | Dominion Energy South Carolina | DESC-6807B | Queensboro - Ft Johnson 115 kV & Queensboro-Bayfront 115kV (Queensboro-James Island Sect) | Georgia Transmission Corp. | GTC-18670 | GTC: BANKS CROSSING - POND FORK 115 KV | 17.17 | 4 | 364 | concurrent | 54.3 | 32
OVL_33 | 12.63 | 517 | Dominion Energy South Carolina | DESC-06367A-C,H | Riverport Tap: Construct Tap | Georgia Power | GPC-20785 | SAV: GOSHEN (SAV) - KRAFT 115KV LINE REBUILD | 11.9 | 4 | 578 | concurrent | 53.5 | 33
OVL_34 | 18.01 | 561 | Dominion Energy South Carolina | DESC-06367A-C,H | Riverport Tap: Construct Tap | Georgia Power | GPC-20717 | CC - TOMOCHICHI 500/230KV SOLUTION (CC NETWORK IMPROVEMENTS) | 17.96 | 4 | 578 | concurrent | 52.3 | 34
OVL_35 | 18.27 | 365 | Dominion Energy South Carolina | DESC-6808S | Okatie-Bluffton 115kV: Rebuild | Georgia Power | GPC-20066 | SAV: BOULEVARD - DEPTFORD 115KV RECONDUCTOR | 15.94 | 4 | 0 | back-to-back | 50.3 | 35
OVL_36 | 19.33 | 2709 | Dominion Energy South Carolina | DESC-6809G | Stevens Creek - Hooks 115kV/LR Plumb Branch 46kV | Georgia Power | GPC-14222 | THOMSON PRIMARY 230/115KV SECOND TRANSFORMER | 17.28 | 4 | 152 | concurrent | 49.7 | 36
OVL_37 | 18.01 | 926 | Dominion Energy South Carolina | DESC-0139M,N | Okatie 230-115kV Substation, Jasper – Yemassee 230kV #1 Fold-in | Georgia Power | GPC-20717 | CC - TOMOCHICHI 500/230KV SOLUTION (CC NETWORK IMPROVEMENTS) | 17.96 | 4 | 213 | concurrent | 48.6 | 37
OVL_38 | 10.7 | 1979 | Dominion Energy South Carolina | DESC-6807B | Queensboro - Ft Johnson 115 kV & Queensboro-Bayfront 115kV (Queensboro-James Island Sect) | Georgia Power | GPC-19621 | MCEVER ROAD - SHOAL CREEK 115KV REBUILD | 9.73 | 4 | 0 | separate | 47.3 | 38
OVL_39 | 10.7 | 3440 | Dominion Energy South Carolina | DESC-6807B | Queensboro - Ft Johnson 115 kV & Queensboro-Bayfront 115kV (Queensboro-James Island Sect) | Georgia Power | GPC-21053 | MCEVER ROAD - SHOAL CREEK 115KV REBUILD | 9.73 | 4 | 0 | separate | 47.3 | 39
OVL_40 | 16.73 | 774 | Dominion Energy South Carolina | DESC-6808S | Okatie-Bluffton 115kV: Rebuild | Georgia Power | GPC-20717 | CC - TOMOCHICHI 500/230KV SOLUTION (CC NETWORK IMPROVEMENTS) | 16.7 | 4 | 365 | concurrent | 47.3 | 40
OVL_41 | 22.73 | 883 | Dominion Energy South Carolina | DESC-06367D-G | Jasper – Okatie 230 kV #2: Construct | Georgia Power | GPC-20407 | SAV: MAGNOLIA - TRUMAN PARKWAY 115KV REBUILD | 21.65 | 4 | 213 | concurrent | 45.1 | 41
OVL_42 | 18.01 | 1613 | Dominion Energy South Carolina | DESC-06367A-C,H | Riverport Tap: Construct Tap | Georgia Transmission Corp. | GTC-21073 | GTC: BIG SMARR - TOMOCHICHI 500KV | 17.96 | 4 | 395 | concurrent | 44.3 | 42
OVL_43 | 18.56 | 1613 | Dominion Energy South Carolina | DESC-06367D-G | Jasper – Okatie 230 kV #2: Construct | Georgia Transmission Corp. | GTC-21073 | GTC: BIG SMARR - TOMOCHICHI 500KV | 17.96 | 4 | 395 | concurrent | 44.3 | 43
OVL_44 | 12.86 | 2344 | Dominion Energy South Carolina | DESC-6807B | Queensboro - Ft Johnson 115 kV & Queensboro-Bayfront 115kV (Queensboro-James Island Sect) | Georgia Power | GPC-12120 | GAINESVILLE #2 - MCEVER ROAD 115 KV REBUILD | 11.79 | 4 | 0 | separate | 43.2 | 44
OVL_45 | 13.29 | 1248 | Dominion Energy South Carolina | DESC-6807B | Queensboro - Ft Johnson 115 kV & Queensboro-Bayfront 115kV (Queensboro-James Island Sect) | Georgia Power | GPC-10481 | LAWRENCEVILLE - WINDER PRIMARY 230KV LINE REBUILD | 11.11 | 4 | 0 | back-to-back | 42.5 | 45
OVL_46 | 20.25 | 1096 | Dominion Energy South Carolina | DESC-6808S | Okatie-Bluffton 115kV: Rebuild | Georgia Power | GPC-20783 | SAV: COLEMAN - DEAN FOREST 115KV LINE REBUILD | 19.29 | 4 | 0 | back-to-back | 41.6 | 46
OVL_47 | 24.06 | 2485 | Dominion Energy South Carolina | DESC-6852 | Urquhart – Toolebeck 115kV line: Rebuild | Georgia Power | GPC-20793 | EVANS PRIMARY - THURMOND DAM (USA) #5 115KV REBUILD | 16.81 | 4 | 0 | separate | 40.6 | 47
OVL_48 | 24.06 | 2485 | Dominion Energy South Carolina | DESC-6852 | Urquhart – Toolebeck 115kV line: Rebuild | Georgia Power | GPC-20794 | EVANS PRIMARY - THURMOND DAM (USA) #6 115KV REBUILD | 16.81 | 4 | 0 | separate | 40.6 | 48
OVL_49 | 28.95 | 3063 | Dominion Energy South Carolina | DESC-6852 | Urquhart – Toolebeck 115kV line: Rebuild | Georgia Power | GPC-17993 | EVANS PRIMARY - THOMSON PRIMARY 115KV REBUILD | 16.81 | 4 | 0 | separate | 40.6 | 49
OVL_50 | 20.07 | 213 | Dominion Energy South Carolina | DESC-06367A-C,H | Riverport Tap: Construct Tap | Georgia Power | GPC-20067 | SAV: DEPTFORD - MAGNOLIA 115KV RECONDUCTOR | 18.41 | 4 | 882 | concurrent | 40.4 | 50
OVL_51 | 14.36 | 1248 | Dominion Energy South Carolina | DESC-6807B | Queensboro - Ft Johnson 115 kV & Queensboro-Bayfront 115kV (Queensboro-James Island Sect) | Georgia Power | GPC-10143 | LAWRENCEVILLE - WINDER 115KV LINE REBUILD | 13.99 | 4 | 0 | separate | 38.8 | 51
OVL_52 | 16.73 | 1826 | Dominion Energy South Carolina | DESC-6808S | Okatie-Bluffton 115kV: Rebuild | Georgia Transmission Corp. | GTC-21073 | GTC: BIG SMARR - TOMOCHICHI 500KV | 16.7 | 4 | 182 | concurrent | 38.8 | 52
OVL_53 | 22.42 | 1248 | Dominion Energy South Carolina | DESC-06367D-G | Jasper – Okatie 230 kV #2: Construct | Georgia Power | GPC-21023 | SAV: DEAN FOREST - LITTLE OGEECHEE 230 KV REBUILD | 19.22 | 4 | 0 | back-to-back | 38.7 | 53
OVL_54 | 20.21 | 1096 | Dominion Energy South Carolina | DESC-6808S | Okatie-Bluffton 115kV: Rebuild | Georgia Power | GPC-20407 | SAV: MAGNOLIA - TRUMAN PARKWAY 115KV REBUILD | 19.69 | 4 | 0 | back-to-back | 37.3 | 54
OVL_55 | 19.33 | 3074 | Dominion Energy South Carolina | DESC-6809E | Stevens Creek - Hooks 115kV/LR Plumb Branch 46kV Rebuilds | Georgia Power | GPC-14222 | THOMSON PRIMARY 230/115KV SECOND TRANSFORMER | 17.28 | 4 | 0 | back-to-back | 36.5 | 55
OVL_56 | 18.13 | 3074 | Dominion Energy South Carolina | DESC-6810A | Hooks - Thurmond 115kV Tie: Rebuild | Georgia Power | GPC-14222 | THOMSON PRIMARY 230/115KV SECOND TRANSFORMER | 17.28 | 4 | 0 | back-to-back | 36.5 | 56
OVL_57 | 19.69 | 517 | Dominion Energy South Carolina | DESC-0139M,N | Okatie 230-115kV Substation, Jasper – Yemassee 230kV #1 Fold-in | Georgia Power | GPC-20066 | SAV: BOULEVARD - DEPTFORD 115KV RECONDUCTOR | 18.41 | 4 | 0 | back-to-back | 36.4 | 57
OVL_58 | 19.69 | 152 | Dominion Energy South Carolina | DESC-06367A-C,H | Riverport Tap: Construct Tap | Georgia Power | GPC-20066 | SAV: BOULEVARD - DEPTFORD 115KV RECONDUCTOR | 18.41 | 4 | 213 | concurrent | 36.2 | 58
OVL_59 | 23.27 | 2557 | Dominion Energy South Carolina | DESC-6808S | Okatie-Bluffton 115kV: Rebuild | Georgia Power | GPC-20784 | SAV: COLEMAN - MELDRIM 115KV LINE REBUILD | 19.29 | 4 | 0 | separate | 35.6 | 59
OVL_60 | 18.7 | 2709 | Dominion Energy South Carolina | DESC-6807B | Queensboro - Ft Johnson 115 kV & Queensboro-Bayfront 115kV (Queensboro-James Island Sect) | Georgia Power | GPC-19632 | AVERY - HOPEWELL 115KV RECONDUCTOR | 15.62 | 4 | 0 | separate | 35.5 | 60
OVL_61 | 18.74 | 518 | Dominion Energy South Carolina | DESC-6807B | Queensboro - Ft Johnson 115 kV & Queensboro-Bayfront 115kV (Queensboro-James Island Sect) | Georgia Power | GPC-20464 | NORCROSS 230KV BUS 1-3 SERIES BUS TIE BREAKER INSTALLATION | 18.74 | 4 | 60 | concurrent | 34.8 | 61
OVL_62 | 20.15 | 1461 | Dominion Energy South Carolina | DESC-6808S | Okatie-Bluffton 115kV: Rebuild | Georgia Power | GPC-21006 | SAV: BOULEVARD - MAGNOLIA 115 KV LINE REBUILD | 19.69 | 4 | 0 | separate | 34.8 | 62
OVL_63 | 19.39 | 1248 | Dominion Energy South Carolina | DESC-0139M,N | Okatie 230-115kV Substation, Jasper – Yemassee 230kV #1 Fold-in | Georgia Power | GPC-20783 | SAV: COLEMAN - DEAN FOREST 115KV LINE REBUILD | 19.29 | 4 | 0 | back-to-back | 34.6 | 63
OVL_64 | 19.61 | 2344 | Dominion Energy South Carolina | DESC-06367D-G | Jasper – Okatie 230 kV #2: Construct | Georgia Power | GPC-20784 | SAV: COLEMAN - MELDRIM 115KV LINE REBUILD | 18.3 | 4 | 0 | separate | 34.6 | 64
OVL_65 | 19.39 | 883 | Dominion Energy South Carolina | DESC-06367A-C,H | Riverport Tap: Construct Tap | Georgia Power | GPC-20783 | SAV: COLEMAN - DEAN FOREST 115KV LINE REBUILD | 19.29 | 4 | 213 | concurrent | 34.4 | 65
OVL_66 | 14.75 | 3805 | Dominion Energy South Carolina | DESC-6807B | Queensboro - Ft Johnson 115 kV & Queensboro-Bayfront 115kV (Queensboro-James Island Sect) | Georgia Power | GPC-18700 | DAWSON CROSSING - GAINESVILLE #1 115 KV | 14.72 | 4 | 0 | separate | 34.3 | 66
OVL_67 | 23.19 | 1461 | Dominion Energy South Carolina | DESC-6808S | Okatie-Bluffton 115kV: Rebuild | Georgia Power | GPC-21023 | SAV: DEAN FOREST - LITTLE OGEECHEE 230 KV REBUILD | 19.44 | 4 | 0 | back-to-back | 33.3 | 67
OVL_68 | 18.1 | 3440 | Dominion Energy South Carolina | DESC-6807B | Queensboro - Ft Johnson 115 kV & Queensboro-Bayfront 115kV (Queensboro-James Island Sect) | Georgia Transmission Corp. | GTC-20791 | GTC: SHOAL CREEK - SOUTH HALL 230KV REBUILD | 13.02 | 4 | 0 | separate | 32.7 | 68
OVL_69 | 15.59 | 1979 | Dominion Energy South Carolina | DESC-6807B | Queensboro - Ft Johnson 115 kV & Queensboro-Bayfront 115kV (Queensboro-James Island Sect) | Georgia Transmission Corp. | GTC-20760 | GTC: HOPEWELL 230/115 KV BANK A | 15.63 | 4 | 0 | separate | 32.5 | 69
OVL_70 | 18.01 | 1978 | Dominion Energy South Carolina | DESC-0139M,N | Okatie 230-115kV Substation, Jasper – Yemassee 230kV #1 Fold-in | Georgia Transmission Corp. | GTC-21073 | GTC: BIG SMARR - TOMOCHICHI 500KV | 17.96 | 4 | 30 | concurrent | 32.1 | 70
OVL_71 | 21.4 | 2344 | Dominion Energy South Carolina | DESC-6807B | Queensboro - Ft Johnson 115 kV & Queensboro-Bayfront 115kV (Queensboro-James Island Sect) | Dalton Utilities | DU-18669 | DU: DAWSON CROSSING - NELSON (WHITE) 115 KV REBUILD | 17.39 | 4 | 0 | separate | 31.9 | 71
OVL_72 | 22.71 | 2344 | Dominion Energy South Carolina | DESC-6807B | Queensboro - Ft Johnson 115 kV & Queensboro-Bayfront 115kV (Queensboro-James Island Sect) | Georgia Power | GPC-20789 | JEFFERSON ROAD - WINDER PRIMARY 115KV REBUILD | 18.19 | 4 | 0 | separate | 30.3 | 72
OVL_73 | 22.06 | 883 | Dominion Energy South Carolina | DESC-06367A-C,H | Riverport Tap: Construct Tap | Georgia Power | GPC-20407 | SAV: MAGNOLIA - TRUMAN PARKWAY 115KV REBUILD | 21.65 | 4 | 213 | concurrent | 29.6 | 73
OVL_74 | 17.14 | 2344 | Dominion Energy South Carolina | DESC-6807B | Queensboro - Ft Johnson 115 kV & Queensboro-Bayfront 115kV (Queensboro-James Island Sect) | Georgia Transmission Corp. | GTC-21131 | GTC: POND FORK - MIDWAY 115KV LINE | 17.17 | 4 | 0 | separate | 29.3 | 74
OVL_75 | 23.66 | 1979 | Dominion Energy South Carolina | DESC-6807B | Queensboro - Ft Johnson 115 kV & Queensboro-Bayfront 115kV (Queensboro-James Island Sect) | Georgia Power | GPC-20757 | NORCROSS - NORTH DRUID HILLS 115KV REBUILD | 18.74 | 4 | 0 | separate | 29.2 | 75
OVL_76 | 25.06 | 1979 | Dominion Energy South Carolina | DESC-6810O | Urquhart – Aiken PSA 46 kV: Rebuild | Georgia Power | GPC-20793 | EVANS PRIMARY - THURMOND DAM (USA) #5 115KV REBUILD | 16.81 | 4 | 0 | separate | 29.1 | 76
OVL_77 | 25.06 | 1979 | Dominion Energy South Carolina | DESC-6810O | Urquhart – Aiken PSA 46 kV: Rebuild | Georgia Power | GPC-20794 | EVANS PRIMARY - THURMOND DAM (USA) #6 115KV REBUILD | 16.81 | 4 | 0 | separate | 29.1 | 77
OVL_78 | 30.41 | 2557 | Dominion Energy South Carolina | DESC-6810O | Urquhart – Aiken PSA 46 kV: Rebuild | Georgia Power | GPC-17993 | EVANS PRIMARY - THOMSON PRIMARY 115KV REBUILD | 16.81 | 4 | 0 | separate | 29.1 | 78
OVL_79 | 21.83 | 1248 | Dominion Energy South Carolina | DESC-06367D-G | Jasper – Okatie 230 kV #2: Construct | Georgia Power | GPC-21006 | SAV: BOULEVARD - MAGNOLIA 115 KV LINE REBUILD | 21.19 | 4 | 0 | separate | 28.8 | 79
OVL_80 | 20.87 | 2709 | Dominion Energy South Carolina | DESC-0139M,N | Okatie 230-115kV Substation, Jasper – Yemassee 230kV #1 Fold-in | Georgia Power | GPC-20784 | SAV: COLEMAN - MELDRIM 115KV LINE REBUILD | 19.29 | 4 | 0 | separate | 28.6 | 80
OVL_81 | 22.78 | 1613 | Dominion Energy South Carolina | DESC-0139M,N | Okatie 230-115kV Substation, Jasper – Yemassee 230kV #1 Fold-in | Georgia Power | GPC-21023 | SAV: DEAN FOREST - LITTLE OGEECHEE 230 KV REBUILD | 19.51 | 4 | 0 | separate | 28.1 | 81
OVL_82 | 22.78 | 1248 | Dominion Energy South Carolina | DESC-06367A-C,H | Riverport Tap: Construct Tap | Georgia Power | GPC-21023 | SAV: DEAN FOREST - LITTLE OGEECHEE 230 KV REBUILD | 19.51 | 4 | 0 | back-to-back | 27.1 | 82
OVL_83 | 21.48 | 2709 | Dominion Energy South Carolina | DESC-06367D-G | Jasper – Okatie 230 kV #2: Construct | Georgia Power | GPC-20796 | SAV: MELDRIM BANK D REPLACEMENT | 20.02 | 4 | 0 | separate | 27.1 | 83
OVL_84 | 18.33 | 3440 | Dominion Energy South Carolina | DESC-6807B | Queensboro - Ft Johnson 115 kV & Queensboro-Bayfront 115kV (Queensboro-James Island Sect) | Georgia Power | GPC-09661 | MCGRAU FORD - MIDDLE FORK 500KV LINE PROJECT | 14.54 | 4 | 0 | separate | 26.7 | 84
OVL_85 | 22.06 | 1248 | Dominion Energy South Carolina | DESC-0139M,N | Okatie 230-115kV Substation, Jasper – Yemassee 230kV #1 Fold-in | Georgia Power | GPC-20407 | SAV: MAGNOLIA - TRUMAN PARKWAY 115KV REBUILD | 21.65 | 4 | 0 | back-to-back | 26.3 | 85
OVL_86 | 21.41 | 1613 | Dominion Energy South Carolina | DESC-0139M,N | Okatie 230-115kV Substation, Jasper – Yemassee 230kV #1 Fold-in | Georgia Power | GPC-21006 | SAV: BOULEVARD - MAGNOLIA 115 KV LINE REBUILD | 21.19 | 4 | 0 | separate | 24.8 | 86
OVL_87 | 23.18 | 3074 | Dominion Energy South Carolina | DESC-0139M,N | Okatie 230-115kV Substation, Jasper – Yemassee 230kV #1 Fold-in | Georgia Power | GPC-20796 | SAV: MELDRIM BANK D REPLACEMENT | 23.19 | 4 | 0 | separate | 23.8 | 87
OVL_88 | 20.66 | 1979 | Dominion Energy South Carolina | DESC-6807B | Queensboro - Ft Johnson 115 kV & Queensboro-Bayfront 115kV (Queensboro-James Island Sect) | Georgia Transmission Corp. | GTC-10814 | GTC: BAY CREEK 230/115KV SECOND AUTO TRANSFORMER | 20.63 | 4 | 0 | separate | 22.4 | 88
OVL_89 | 23.86 | 3440 | Dominion Energy South Carolina | DESC-6807B | Queensboro - Ft Johnson 115 kV & Queensboro-Bayfront 115kV (Queensboro-James Island Sect) | Georgia Transmission Corp. | GTC-20773 | GTC: CLARKSBORO - WINDER PRIMARY 230KV REBUILD | 18.19 | 4 | 0 | separate | 22.3 | 89
OVL_90 | 26.42 | 2922 | Dominion Energy South Carolina | DESC-6808S | Okatie-Bluffton 115kV: Rebuild | Georgia Power | GPC-20796 | SAV: MELDRIM BANK D REPLACEMENT | 23.19 | 4 | 0 | separate | 20.8 | 90
OVL_91 | 18.17 | 3440 | Dominion Energy South Carolina | DESC-6807B | Queensboro - Ft Johnson 115 kV & Queensboro-Bayfront 115kV (Queensboro-James Island Sect) | Georgia Power | GPC-20759 | WINDER PRIMARY 230KV BUS 1-2 PARALLEL BUS-TIE INSTALLATION | 18.19 | 4 | 0 | separate | 19.3 | 91
OVL_92 | 26.43 | 2192 | Dominion Energy South Carolina | DESC-6807B | Queensboro - Ft Johnson 115 kV & Queensboro-Bayfront 115kV (Queensboro-James Island Sect) | Georgia Power | GPC-20248 | BAY CREEK - CONYERS 230KV REBUILD | 20.63 | 4 | 0 | separate | 17.4 | 92
OVL_93 | 28.29 | 3440 | Dominion Energy South Carolina | DESC-6807B | Queensboro - Ft Johnson 115 kV & Queensboro-Bayfront 115kV (Queensboro-James Island Sect) | Georgia Transmission Corp. | GTC-12147 | GTC: EAST SOCIAL CIRCLE - SNELLVILLE 230KV EQUIPMENT UPGRADE | 21.34 | 4 | 0 | separate | 16 | 93
OVL_94 | 26.43 | 3440 | Dominion Energy South Carolina | DESC-6807B | Queensboro - Ft Johnson 115 kV & Queensboro-Bayfront 115kV (Queensboro-James Island Sect) | Georgia Power | GPC-20758 | BAY CREEK - CONYERS 230KV LIMITING ELEMENT REPLACEMENT | 20.63 | 4 | 0 | separate | 14.4 | 94
OVL_95 | 23.18 | 2709 | Dominion Energy South Carolina | DESC-06367A-C,H | Riverport Tap: Construct Tap | Georgia Power | GPC-20796 | SAV: MELDRIM BANK D REPLACEMENT | 23.19 | 4 | 0 | separate | 13.8 | 95
OVL_96 | 20.87 | 2344 | Dominion Energy South Carolina | DESC-06367A-C,H | Riverport Tap: Construct Tap | Georgia Power | GPC-20784 | SAV: COLEMAN - MELDRIM 115KV LINE REBUILD | 19.29 | 4 | 0 | separate | 13.6 | 96
OVL_97 | 21.41 | 1248 | Dominion Energy South Carolina | DESC-06367A-C,H | Riverport Tap: Construct Tap | Georgia Power | GPC-21006 | SAV: BOULEVARD - MAGNOLIA 115 KV LINE REBUILD | 21.19 | 4 | 0 | separate | 9.8 | 97
OVL_98 | 22.86 | 1248 | Dominion Energy South Carolina | DESC-6807B | Queensboro - Ft Johnson 115 kV & Queensboro-Bayfront 115kV (Queensboro-James Island Sect) | Georgia Transmission Corp. | GTC-20778 | GTC: DOYLE - WINDER PRIMARY 230KV LINE JUMPER REPLACEMENT | 27.91 |  | 0 | separate | 5.9 | 98